## cover
PRICE LIST
version 18.0
valid since 1 Jan, 2018
to the next update
This price list is intended only for the company it has been sent to by SECESPOL.
Please, do not distribute it in any form and any media including Internet.
SECESPOL reserves the right to change prices without notice.

## technical parameters
Symbols: |  |  | Insulation materials:
STA | material 321 (1.4541) /304L (1.4307) |  | PFI | polyurethane foam insulation 135°C
PRO | material 316L (1.4404) |  | AMWI | aluminium covered mineral wool insulation 250°C
SS | stainless steel flange |  | APFI | aluminium covered polyurethane foam insulation 135°C
CS | carbon steel flange |  | RNI | refrigerant nitrile rubber insulation
K | corrugated tubes
MNT | mount
CWD | union for welding
CTH | union threaded
CF | counterflange
KB | side connections |  |  | Standard 2014/68/EU
KG | top connections
TH | threaded connection
Work parameters for JAD heat exchangers |  |  |  |  | Work parameters for L-line brazed plate heat exchangers
Work parameters |  | Tubes | Shell |  | Work parameters | LA, LB, LH | LC, LD, LM, LE
EE |  | 165°C/16 bar | 165°C/16 bar |  | copper-brazed | max. temp. 230°C | max. temp. 230°C
FF |  | 203°C/16 bar | 203°C/16 bar |  |  | min. temp. -195°C | min. temp.
MF |  | 250°C/25 bar | 203°C/16 bar |  |  |  | 0°C (for flange CS)
BF |  | 203°C/35 bar | 203°C/16 bar |  |  |  | -195°C (for flange SS)
[6 empty] | max. pressure 30 bar | max. pressure 25 bar
Work parameters for B, T, H, EVO & REV heat exchangers
Work parameters |  | Tubes | Shell |  | Work parameters for LUNA brazed plate heat exchangers
B, H |  | 203°C/16 bar | 203°C/16 bar |  | Work parameters | LA LN, LB LN | LC LN, LD LN
T |  | 150°C/16 bar | 150°C/16 bar |  | stainless brazing | max. temp. 200°C | max. temp. 200°C
EVO |  | 80°C/3 bar | 60°C/3 bar |  |  | min. temp. -195°C | min. temp. -195°C
REV |  | 150°C/16 bar | 150°C/16 bar |  |  | max. pressure 20 bar | max. pressure 16 bar
Work parameters for SafePLATE brazed plate heat exchangers
Work parameters |  | LA, LB SafePLATE | LC SafePLATE
copper-brazed |  | max. temp. 230°C | max. temp. 230°C
|  | min. temp. -195°C | min. temp.
0°C (for flange CS)
-195°C (for flange SS)
|  | max. pressure 30 bar | max. pressure 20 bar
Work parameters for R brazed plate heat exchangers
Work parameters |  | RA, RB, RC | RHA, RHB, RHC
copper-brazed |  | max. temp. 150°C | max. temp. 150°C
|  | min. temp. -195°C | min. temp. -195°C
|  | max. pressure 32 bar for freon side | max. pressure 45 bar on freon side
|  | max. pressure 25 bar for water or glycol side | max. pressure 25 bar on water or glycol side

## JAD, S
JAD heat exchangers
|  | smooth tubes | [5 empty] | corrugated tubes (K)
|  | PRO |  |  | STA |  |  | PRO |  |  | STA
|  | TYPE | CODE | EUR | TYP | CODE | EUR | TYPE | CODE | EUR | TYP | CODE | EUR
| JAD X 2.11 | JAD X 2.11.08.68 FF.PRO.CS | 0101-0059 | 630 | JAD X 2.11.08.68 FF.STA.CS | 0101-0015 | 590 | JAD XK 2.11.08.68 FF.PRO.CS | 0101-0063 | 630 | JAD XK 2.11.08.68 FF.STA.CS | 0101-0043 | 590
|  | JAD X 2.11.08.68 FF.PRO.SS | 0101-0019 | 990 | JAD X 2.11.08.68 FF.STA.SS | 0101-0017 | 835 | JAD XK 2.11.08.68 FF.PRO.SS | 0101-0047 | 990 | JAD XK 2.11.08.68 FF.STA.SS | 0101-0045 | 835
|  | JAD X 2.11.08.68 MF.PRO.WD | 0124-0089 | 760 | JAD X 2.11.08.68 MF.STA.WD | 0124-0085 | 700 | JAD XK 2.11.08.68 MF.PRO.WD | 0124-0091 | 760 | JAD XK 2.11.08.68 MF.STA.WD | 0124-0087 | 700
|  | JAD X 2.11.08.68 MF.PRO.CS | 0124-0059 | 760 | JAD X 2.11.08.68 MF.STA.CS | 0124-0015 | 700 | JAD XK 2.11.08.68 MF.PRO.CS | 0124-0063 | 760 | JAD XK 2.11.08.68 MF.STA.CS | 0124-0043 | 700
|  | JAD X 2.11.08.68 MF.PRO.SS | 0124-0019 | 1190 | JAD X 2.11.08.68 MF.STA.SS | 0124-0017 | 990 | JAD XK 2.11.08.68 MF.PRO.SS | 0124-0047 | 1190 | JAD XK 2.11.08.68 MF.STA.SS | 0124-0045 | 990
|  | JAD X 2.11.08.68 BF.PRO.WD | 0140-0029 | 1035 | JAD X 2.11.08.68 BF.STA.WD | 0140-0025 | 990 | JAD XK 2.11.08.68 BF.PRO.WD | 0140-0031 | 1035 | JAD XK 2.11.08.68 BF.STA.WD | 0140-0027 | 990
|  | JAD X 2.11.08.68 BF.PRO.CS | 0140-0016 | 1145 | JAD X 2.11.08.68 BF.STA.CS | 0140-0007 | 1100 | JAD XK 2.11.08.68 BF.PRO.CS | 0140-0017 | 1145 | JAD XK 2.11.08.68 BF.STA.CS | 0140-0008 | 1100
|  | JAD X 2.11.08.68 BF.PRO.SS | 0140-0011 | 1795 | JAD X 2.11.08.68 BF.STA.SS | 0140-0009 | 1585 | JAD XK 2.11.08.68 BF.PRO.SS | 0140-0012 | 1795 | JAD XK 2.11.08.68 BF.STA.SS | 0140-0010 | 1585
|  | JAD X 2.11 FF.PRO.CS | 0101-0057 | 765 | JAD X 2.11 FF.STA.CS | 0101-0001 | 700 | JAD XK 2.11 FF.PRO.CS | 0101-0061 | 765 | JAD XK 2.11 FF.STA.CS | 0101-0029 | 700
|  | JAD X 2.11 FF.PRO.SS | 0101-0005 | 1100 | JAD X 2.11 FF.STA.SS | 0101-0003 | 930 | JAD XK 2.11 FF.PRO.SS | 0101-0033 | 1100 | JAD XK 2.11 FF.STA.SS | 0101-0031 | 930
|  | JAD X 2.11 MF.PRO.WD | 0124-0088 | 880 | JAD X 2.11 MF.STA.WD | 0124-0084 | 810 | JAD XK 2.11 MF.PRO.WD | 0124-0090 | 880 | JAD XK 2.11 MF.STA.WD | 0124-0086 | 810
|  | JAD X 2.11 MF.PRO.CS | 0124-0057 | 880 | JAD X 2.11 MF.STA.CS | 0124-0001 | 810 | JAD XK 2.11 MF.PRO.CS | 0124-0061 | 880 | JAD XK 2.11 MF.STA.CS | 0124-0029 | 810
|  | JAD X 2.11 MF.PRO.SS | 0124-0005 | 1290 | JAD X 2.11 MF.STA.SS | 0124-0003 | 1080 | JAD XK 2.11 MF.PRO.SS | 0124-0033 | 1290 | JAD XK 2.11 MF.STA.SS | 0124-0031 | 1080
|  | JAD X 2.11 BF.PRO.WD | 0140-0028 | 1145 | JAD X 2.11 BF.STA.WD | 0140-0024 | 1070 | JAD XK 2.11 BF.PRO.WD | 0140-0030 | 1145 | JAD XK 2.11 BF.STA.WD | 0140-0026 | 1070
|  | JAD X 2.11 BF.PRO.CS | 0140-0014 | 1255 | JAD X 2.11 BF.STA.CS | 0140-0001 | 1180 | JAD XK 2.11 BF.PRO.CS | 0140-0015 | 1255 | JAD XK 2.11 BF.STA.CS | 0140-0002 | 1180
|  | JAD X 2.11 BF.PRO.SS | 0140-0005 | 1845 | JAD X 2.11 BF.STA.SS | 0140-0003 | 1625 | JAD XK 2.11 BF.PRO.SS | 0140-0006 | 1845 | JAD XK 2.11 BF.STA.SS | 0140-0004 | 1625
|  | smooth tubes | [5 empty] | corrugated tubes (K)
|  | PRO |  |  | STA |  |  | PRO |  |  | STA
|  | TYPE | CODE | EUR | TYP | CODE | EUR | TYPE | CODE | EUR | TYP | CODE | EUR
| JAD 3.18 | JAD 3.18 EE.PRO.CS | 0113-0015 | 965 | JAD 3.18 EE.STA.CS | 0113-0001 | 865 | JAD K 3.18 EE.PRO.CS | 0113-0016 | 965 | JAD K 3.18 EE.STA.CS | 0113-0008 | 865
|  | JAD 3.18 EE.PRO.SS | 0113-0003 | 1280 | JAD 3.18 EE.STA.SS | 0113-0002 | 1090 | JAD K 3.18 EE.PRO.SS | 0113-0010 | 1280 | JAD K 3.18 EE.STA.SS | 0113-0009 | 1090
|  | JAD X 3.18.08.75 FF.PRO.CS | 0102-0059 | 985 | JAD X 3.18.08.75 FF.STA.CS | 0102-0015 | 885 | JAD XK 3.18.08.75 FF.PRO.CS | 0102-0063 | 985 | JAD XK 3.18.08.75 FF.STA.CS | 0102-0043 | 885
|  | JAD X 3.18.08.75 FF.PRO.SS | 0102-0019 | 1340 | JAD X 3.18.08.75 FF.STA.SS | 0102-0017 | 1140 | JAD XK 3.18.08.75 FF.PRO.SS | 0102-0047 | 1340 | JAD XK 3.18.08.75 FF.STA.SS | 0102-0045 | 1140
|  | JAD X 3.18.08.75 MF.PRO.WD | 0125-0134 | 1105 | JAD X 3.18.08.75 MF.STA.WD | 0125-0130 | 1005 | JAD XK 3.18.08.75 MF.PRO.WD | 0125-0136 | 1105 | JAD XK 3.18.08.75 MF.STA.WD | 0125-0132 | 1005
|  | JAD X 3.18.08.75 MF.PRO.CS | 0125-0059 | 1105 | JAD X 3.18.08.75 MF.STA.CS | 0125-0015 | 1005 | JAD XK 3.18.08.75 MF.PRO.CS | 0125-0063 | 1105 | JAD XK 3.18.08.75 MF.STA.CS | 0125-0043 | 1005
|  | JAD X 3.18.08.75 MF.PRO.SS | 0125-0019 | 1540 | JAD X 3.18.08.75 MF.STA.SS | 0125-0017 | 1295 | JAD XK 3.18.08.75 MF.PRO.SS | 0125-0047 | 1540 | JAD XK 3.18.08.75 MF.STA.SS | 0125-0045 | 1295
|  | JAD X 3.18.08.75 BF.PRO.WD | 0141-0075 | 1470 | JAD X 3.18.08.75 BF.STA.WD | 0141-0071 | 1375 | JAD XK 3.18.08.75 BF.PRO.WD | 0141-0077 | 1470 | JAD XK 3.18.08.75 BF.STA.WD | 0141-0073 | 1375
|  | JAD X 3.18.08.75 BF.PRO.CS | 0141-0059 | 1590 | JAD X 3.18.08.75 BF.STA.CS | 0141-0015 | 1485 | JAD XK 3.18.08.75 BF.PRO.CS | 0141-0063 | 1590 | JAD XK 3.18.08.75 BF.STA.CS | 0141-0043 | 1485
|  | JAD X 3.18.08.75 BF.PRO.SS | 0141-0019 | 2220 | JAD X 3.18.08.75 BF.STA.SS | 0141-0017 | 1965 | JAD XK 3.18.08.75 BF.PRO.SS | 0141-0047 | 2220 | JAD XK 3.18.08.75 BF.STA.SS | 0141-0045 | 1965
|  | JAD X 3.18 FF.PRO.CS | 0102-0057 | 1110 | JAD X 3.18 FF.STA.CS | 0102-0001 | 1000 | JAD XK 3.18 FF.PRO.CS | 0102-0061 | 1110 | JAD XK 3.18 FF.STA.CS | 0102-0029 | 1000
|  | JAD X 3.18 FF.PRO.SS | 0102-0005 | 1445 | JAD X 3.18 FF.STA.SS | 0102-0003 | 1230 | JAD XK 3.18 FF.PRO.SS | 0102-0033 | 1445 | JAD XK 3.18 FF.STA.SS | 0102-0031 | 1230
|  | JAD X 3.18 MF.PRO.WD | 0125-0133 | 1220 | JAD X 3.18 MF.STA.WD | 0125-0129 | 1110 | JAD XK 3.18 MF.PRO.WD | 0125-0135 | 1220 | JAD XK 3.18 MF.STA.WD | 0125-0131 | 1110
|  | JAD X 3.18 MF.PRO.CS | 0125-0057 | 1220 | JAD X 3.18 MF.STA.CS | 0125-0001 | 1110 | JAD XK 3.18 MF.PRO.CS | 0125-0061 | 1220 | JAD XK 3.18 MF.STA.CS | 0125-0029 | 1110
|  | JAD X 3.18 MF.PRO.SS | 0125-0005 | 1635 | JAD X 3.18 MF.STA.SS | 0125-0003 | 1380 | JAD XK 3.18 MF.PRO.SS | 0125-0033 | 1635 | JAD XK 3.18 MF.STA.SS | 0125-0031 | 1380
|  | JAD X 3.18 BF.PRO.WD | 0141-0074 | 1565 | JAD X 3.18 BF.STA.WD | 0141-0070 | 1445 | JAD XK 3.18 BF.PRO.WD | 0141-0076 | 1565 | JAD XK 3.18 BF.STA.WD | 0141-0072 | 1445
|  | JAD X 3.18 BF.PRO.CS | 0141-0057 | 1675 | JAD X 3.18 BF.STA.CS | 0141-0001 | 1555 | JAD XK 3.18 BF.PRO.CS | 0141-0061 | 1675 | JAD XK 3.18 BF.STA.CS | 0141-0029 | 1555
|  | JAD X 3.18 BF.PRO.SS | 0141-0005 | 2270 | JAD X 3.18 BF.STA.SS | 0141-0003 | 2005 | JAD XK 3.18 BF.PRO.SS | 0141-0033 | 2270 | JAD XK 3.18 BF.STA.SS | 0141-0031 | 2005
|  | smooth tubes | [5 empty] | corrugated tubes (K)
|  | PRO |  |  | STA |  |  | PRO |  |  | STA
|  | TYPE | CODE | EUR | TYP | CODE | EUR | TYPE | CODE | EUR | TYP | CODE | EUR
| JAD 5.36 | JAD 5.36 EE.PRO.CS | 0114-0030 | 1480 | JAD 5.36 EE.STA.CS | 0114-0020 | 1300 | JAD K 5.36 EE.PRO.CS | 0114-0031 | 1480 | JAD K 5.36 EE.STA.CS | 0114-0025 | 1300
|  | JAD 5.36 EE.PRO.SS | 0114-0022 | 1885 | JAD 5.36 EE.STA.SS | 0114-0021 | 1600 | JAD K 5.36 EE.PRO.SS | 0114-0027 | 1885 | JAD K 5.36 EE.STA.SS | 0114-0026 | 1600
|  | JAD X 5.38.08.71 FF.PRO.CS | 0103-0109 | 1345 | JAD X 5.38.08.71 FF.STA.CS | 0103-0077 | 1210 | JAD XK 5.38.08.71 FF.PRO.CS | 0103-0113 | 1345 | JAD XK 5.38.08.71 FF.STA.CS | 0103-0097 | 1210
|  | JAD X 5.38.08.71 FF.PRO.SS | 0103-0081 | 1880 | JAD X 5.38.08.71 FF.STA.SS | 0103-0079 | 1595 | JAD XK 5.38.08.71 FF.PRO.SS | 0103-0101 | 1880 | JAD XK 5.38.08.71 FF.STA.SS | 0103-0099 | 1595
|  | JAD X 5.38.08.71 MF.PRO.WD | 0126-0221 | 1480 | JAD X 5.38.08.71 MF.STA.WD | 0126-0217 | 1335 | JAD XK 5.38.08.71 MF.PRO.WD | 0126-0223 | 1480 | JAD XK 5.38.08.71 MF.STA.WD | 0126-0219 | 1335
|  | JAD X 5.38.08.71 MF.PRO.CS | 0126-0155 | 1480 | JAD X 5.38.08.71 MF.STA.CS | 0126-0123 | 1335 | JAD XK 5.38.08.71 MF.PRO.CS | 0126-0159 | 1480 | JAD XK 5.38.08.71 MF.STA.CS | 0126-0143 | 1335
|  | JAD X 5.38.08.71 MF.PRO.SS | 0126-0127 | 2025 | JAD X 5.38.08.71 MF.STA.SS | 0126-0125 | 1805 | JAD XK 5.38.08.71 MF.PRO.SS | 0126-0147 | 2025 | JAD XK 5.38.08.71 MF.STA.SS | 0126-0145 | 1805
|  | JAD X 5.38.08.71 BF.PRO.WD | 0142-0046 | 1960 | JAD X 5.38.08.71 BF.STA.WD | 0142-0042 | 1825 | JAD XK 5.38.08.71 BF.PRO.WD | 0142-0048 | 1960 | JAD XK 5.38.08.71 BF.STA.WD | 0142-0044 | 1825
|  | JAD X 5.38.08.71 BF.PRO.CS | 0142-0037 | 2125 | JAD X 5.38.08.71 BF.STA.CS | 0142-0019 | 1990 | JAD XK 5.38.08.71 BF.PRO.CS | 0142-0039 | 2125 | JAD XK 5.38.08.71 BF.STA.CS | 0142-0020 | 1990
|  | JAD X 5.38.08.71 BF.PRO.SS | 0142-0023 | 3085 | JAD X 5.38.08.71 BF.STA.SS | 0142-0021 | 2705 | JAD XK 5.38.08.71 BF.PRO.SS | 0142-0024 | 3085 | JAD XK 5.38.08.71 BF.STA.SS | 0142-0022 | 2705
|  | JAD X 5.38 FF.PRO.CS | 0103-0107 | 1745 | JAD X 5.38 FF.STA.CS | 0103-0067 | 1545 | JAD XK 5.38 FF.PRO.CS | 0103-0111 | 1745 | JAD XK 5.38 FF.STA.CS | 0103-0087 | 1545
|  | JAD X 5.38 FF.PRO.SS | 0103-0071 | 2245 | JAD X 5.38 FF.STA.SS | 0103-0069 | 1900 | JAD XK 5.38 FF.PRO.SS | 0103-0091 | 2245 | JAD XK 5.38 FF.STA.SS | 0103-0089 | 1900
|  | JAD X 5.38 MF.PRO.WD | 0126-0220 | 1865 | JAD X 5.38 MF.STA.WD | 0126-0216 | 1665 | JAD XK 5.38 MF.PRO.WD | 0126-0222 | 1865 | JAD XK 5.38 MF.STA.WD | 0126-0218 | 1665
|  | JAD X 5.38 MF.PRO.CS | 0126-0153 | 1865 | JAD X 5.38 MF.STA.CS | 0126-0113 | 1665 | JAD XK 5.38 MF.PRO.CS | 0126-0157 | 1865 | JAD XK 5.38 MF.STA.CS | 0126-0133 | 1665
|  | JAD X 5.38 MF.PRO.SS | 0126-0117 | 2380 | JAD X 5.38 MF.STA.SS | 0126-0115 | 2085 | JAD XK 5.38 MF.PRO.SS | 0126-0137 | 2380 | JAD XK 5.38 MF.STA.SS | 0126-0135 | 2085
|  | JAD X 5.38 BF.PRO.WD | 0142-0045 | 2310 | JAD X 5.38 BF.STA.WD | 0142-0041 | 2100 | JAD XK 5.38 BF.PRO.WD | 0142-0047 | 2310 | JAD XK 5.38 BF.STA.WD | 0142-0043 | 2100
|  | JAD X 5.38 BF.PRO.CS | 0142-0038 | 2480 | JAD X 5.38 BF.STA.CS | 0142-0013 | 2265 | JAD XK 5.38 BF.PRO.CS | 0142-0040 | 2480 | JAD XK 5.38 BF.STA.CS | 0142-0014 | 2265
|  | JAD X 5.38 BF.PRO.SS | 0142-0017 | 3370 | JAD X 5.38 BF.STA.SS | 0142-0015 | 2950 | JAD XK 5.38 BF.PRO.SS | 0142-0018 | 3370 | JAD XK 5.38 BF.STA.SS | 0142-0016 | 2950
|  | smooth tubes | [5 empty] | corrugated tubes (K)
|  | PRO |  |  | STA |  |  | PRO |  |  | STA
|  | TYPE | CODE | EUR | TYP | CODE | EUR | TYPE | CODE | EUR | TYP | CODE | EUR
| JAD 6.50 | JAD 6.50 EE.PRO.CS | 0115-0057 | 1920 | JAD 6.50 EE.STA.CS | 0115-0037 | 1695 | JAD K 6.50 EE.PRO.CS | 0115-0058 | 1920 | JAD K 6.50 EE.STA.CS | 0115-0042 | 1695
|  | JAD 6.50 EE.PRO.SS | 0115-0039 | 2370 | JAD 6.50 EE.STA.SS | 0115-0038 | 2030 | JAD K 6.50 EE.PRO.SS | 0115-0044 | 2370 | JAD K 6.50 EE.STA.SS | 0115-0043 | 2030
|  | JAD 6.50.10 EE.PRO.CS | 0115-0059 | 1920 | JAD 6.50.10 EE.STA.CS | 0115-0047 | 1695 | JAD K 6.50.10 EE.PRO.CS | 0115-0060 | 1920 | JAD K 6.50.10 EE.STA.CS | 0115-0052 | 1695
|  | JAD 6.50.10 EE.PRO.SS | 0115-0049 | 2370 | JAD 6.50.10 EE.STA.SS | 0115-0048 | 2030 | JAD K 6.50.10 EE.PRO.SS | 0115-0054 | 2370 | JAD K 6.50.10 EE.STA.SS | 0115-0053 | 2030
|  | JAD X 6.50.08.72 FF.PRO.CS | 0104-0087 | 1610 | JAD X 6.50.08.72 FF.STA.CS | 0104-0015 | 1460 | JAD XK 6.50.08.72 FF.PRO.CS | 0104-0091 | 1610 | JAD XK 6.50.08.72 FF.STA.CS | 0104-0043 | 1460
|  | JAD X 6.50.08.72 FF.PRO.SS | 0104-0019 | 2205 | JAD X 6.50.08.72 FF.STA.SS | 0104-0017 | 1885 | JAD XK 6.50.08.72 FF.PRO.SS | 0104-0047 | 2205 | JAD XK 6.50.08.72 FF.STA.SS | 0104-0045 | 1885
|  | JAD X 6.50.08.72 MF.PRO.WD | 0127-0189 | 1750 | JAD X 6.50.08.72 MF.STA.WD | 0127-0183 | 1610 | JAD XK 6.50.08.72 MF.PRO.WD | 0127-0192 | 1750 | JAD XK 6.50.08.72 MF.STA.WD | 0127-0186 | 1610
|  | JAD X 6.50.08.72 MF.PRO.CS | 0127-0087 | 1750 | JAD X 6.50.08.72 MF.STA.CS | 0127-0015 | 1610 | JAD XK 6.50.08.72 MF.PRO.CS | 0127-0091 | 1750 | JAD XK 6.50.08.72 MF.STA.CS | 0127-0043 | 1610
|  | JAD X 6.50.08.72 MF.PRO.SS | 0127-0019 | 2545 | JAD X 6.50.08.72 MF.STA.SS | 0127-0017 | 2155 | JAD XK 6.50.08.72 MF.PRO.SS | 0127-0047 | 2545 | JAD XK 6.50.08.72 MF.STA.SS | 0127-0045 | 2155
|  | JAD X 6.50.08.72 BF.PRO.WD | 0143-0036 | 2435 | JAD X 6.50.08.72 BF.STA.WD | 0143-0030 | 2295 | JAD XK 6.50.08.72 BF.PRO.WD | 0143-0039 | 2435 | JAD XK 6.50.08.72 BF.STA.WD | 0143-0033 | 2295
|  | JAD X 6.50.08.72 BF.PRO.CS | 0143-0022 | 2595 | JAD X 6.50.08.72 BF.STA.CS | 0143-0013 | 2465 | JAD XK 6.50.08.72 BF.PRO.CS | 0143-0023 | 2595 | JAD XK 6.50.08.72 BF.STA.CS | 0143-0014 | 2465
|  | JAD X 6.50.08.72 BF.PRO.SS | 0143-0017 | 3645 | JAD X 6.50.08.72 BF.STA.SS | 0143-0015 | 3220 | JAD XK 6.50.08.72 BF.PRO.SS | 0143-0018 | 3645 | JAD XK 6.50.08.72 BF.STA.SS | 0143-0016 | 3220
|  | JAD X 6.50 FF.PRO.CS | 0104-0085 | 2140 | JAD X 6.50 FF.STA.CS | 0104-0001 | 1905 | JAD XK 6.50 FF.PRO.CS | 0104-0089 | 2140 | JAD XK 6.50 FF.STA.CS | 0104-0029 | 1905
|  | JAD X 6.50 FF.PRO.SS | 0104-0005 | 2705 | JAD X 6.50 FF.STA.SS | 0104-0003 | 2295 | JAD XK 6.50 FF.PRO.SS | 0104-0033 | 2705 | JAD XK 6.50 FF.STA.SS | 0104-0031 | 2295
|  | JAD X 6.50 MF.PRO.WD | 0127-0188 | 2270 | JAD X 6.50 MF.STA.WD | 0127-0182 | 2040 | JAD XK 6.50 MF.PRO.WD | 0127-0191 | 2270 | JAD XK 6.50 MF.STA.WD | 0127-0185 | 2040
|  | JAD X 6.50 MF.PRO.CS | 0127-0085 | 2270 | JAD X 6.50 MF.STA.CS | 0127-0001 | 2040 | JAD XK 6.50 MF.PRO.CS | 0127-0089 | 2270 | JAD XK 6.50 MF.STA.CS | 0127-0029 | 2040
|  | JAD X 6.50 MF.PRO.SS | 0127-0005 | 3030 | JAD X 6.50 MF.STA.SS | 0127-0003 | 2550 | JAD XK 6.50 MF.PRO.SS | 0127-0033 | 3030 | JAD XK 6.50 MF.STA.SS | 0127-0031 | 2550
|  | JAD X 6.50 BF.PRO.WD | 0143-0035 | 2905 | JAD X 6.50 BF.STA.WD | 0143-0029 | 2675 | JAD XK 6.50 BF.PRO.WD | 0143-0038 | 2905 | JAD XK 6.50 BF.STA.WD | 0143-0032 | 2675
|  | JAD X 6.50 BF.PRO.CS | 0143-0020 | 3075 | JAD X 6.50 BF.STA.CS | 0143-0001 | 2845 | JAD XK 6.50 BF.PRO.CS | 0143-0021 | 3075 | JAD XK 6.50 BF.STA.CS | 0143-0002 | 2845
|  | JAD X 6.50 BF.PRO.SS | 0143-0009 | 4055 | JAD X 6.50 BF.STA.SS | 0143-0005 | 3550 | JAD XK 6.50 BF.PRO.SS | 0143-0010 | 4055 | JAD XK 6.50 BF.STA.SS | 0143-0006 | 3550
|  | JAD X 6.50.10 FF.PRO.CS | 0104-0093 | 2140 | JAD X 6.50.10 FF.STA.CS | 0104-0057 | 1905 | JAD XK 6.50.10 FF.PRO.CS | 0104-0095 | 2140 | JAD XK 6.50.10 FF.STA.CS | 0104-0071 | 1905
|  | JAD X 6.50.10 FF.PRO.SS | 0104-0061 | 2705 | JAD X 6.50.10 FF.STA.SS | 0104-0059 | 2295 | JAD XK 6.50.10 FF.PRO.SS | 0104-0075 | 2705 | JAD XK 6.50.10 FF.STA.SS | 0104-0073 | 2295
|  | JAD X 6.50.10 MF.PRO.WD | 0127-0190 | 2270 | JAD X 6.50.10 MF.STA.WD | 0127-0184 | 2040 | JAD XK 6.50.10 MF.PRO.WD | 0127-0193 | 2270 | JAD XK 6.50.10 MF.STA.WD | 0127-0187 | 2040
|  | JAD X 6.50.10 MF.PRO.CS | 0127-0093 | 2270 | JAD X 6.50.10 MF.STA.CS | 0127-0057 | 2040 | JAD XK 6.50.10 MF.PRO.CS | 0127-0095 | 2270 | JAD XK 6.50.10 MF.STA.CS | 0127-0071 | 2040
|  | JAD X 6.50.10 MF.PRO.SS | 0127-0061 | 3030 | JAD X 6.50.10 MF.STA.SS | 0127-0059 | 2550 | JAD XK 6.50.10 MF.PRO.SS | 0127-0075 | 3030 | JAD XK 6.50.10 MF.STA.SS | 0127-0073 | 2550
|  | JAD X 6.50.10 BF.PRO.WD | 0143-0037 | 2905 | JAD X 6.50.10 BF.STA.WD | 0143-0031 | 2675 | JAD XK 6.50.10 BF.PRO.WD | 0143-0040 | 2905 | JAD XK 6.50.10 BF.STA.WD | 0143-0034 | 2675
|  | JAD X 6.50.10 BF.PRO.CS | 0143-0024 | 3075 | JAD X 6.50.10 BF.STA.CS | 0143-0003 | 2845 | JAD XK 6.50.10 BF.PRO.CS | 0143-0025 | 3075 | JAD XK 6.50.10 BF.STA.CS | 0143-0004 | 2845
|  | JAD X 6.50.10 BF.PRO.SS | 0143-0011 | 4055 | JAD X 6.50.10 BF.STA.SS | 0143-0007 | 3550 | JAD XK 6.50.10 BF.PRO.SS | 0143-0012 | 4055 | JAD XK 6.50.10 BF.STA.SS | 0143-0008 | 3550
|  | smooth tubes | [5 empty] | corrugated tubes (K)
|  | PRO |  |  | STA |  |  | PRO |  |  | STA
|  | TYPE | CODE | EUR | TYP | CODE | EUR | TYPE | CODE | EUR | TYP | CODE | EUR
| JAD X 9.88 | JAD X 9.88.08.65 FF.PRO.CS | 0105-0115 | 2415 | JAD X 9.88.08.65 FF.STA.CS | 0105-0015 | 2185 | JAD XK 9.88.08.65 FF.PRO.CS | 0105-0123 | 2415 | JAD XK 9.88.08.65 FF.STA.CS | 0105-0071 | 2185
|  | JAD X 9.88.08.65 FF.PRO.SS | 0105-0019 | 3040 | JAD X 9.88.08.65 FF.STA.SS | 0105-0017 | 2635 | JAD XK 9.88.08.65 FF.PRO.SS | 0105-0075 | 3040 | JAD XK 9.88.08.65 FF.STA.SS | 0105-0073 | 2635
|  | JAD X 9.88.08.65 MF.PRO.WD | 0128-0242 | 2705 | JAD X 9.88.08.65 MF.STA.WD | 0128-0234 | 2475 | JAD XK 9.88.08.65 MF.PRO.WD | 0128-0246 | 2705 | JAD XK 9.88.08.65 MF.STA.WD | 0128-0238 | 2475
|  | JAD X 9.88.08.65 MF.PRO.CS | 0128-0115 | 2705 | JAD X 9.88.08.65 MF.STA.CS | 0128-0015 | 2475 | JAD XK 9.88.08.65 MF.PRO.CS | 0128-0123 | 2705 | JAD XK 9.88.08.65 MF.STA.CS | 0128-0071 | 2475
|  | JAD X 9.88.08.65 MF.PRO.SS | 0128-0019 | 3480 | JAD X 9.88.08.65 MF.STA.SS | 0128-0017 | 3040 | JAD XK 9.88.08.65 MF.PRO.SS | 0128-0075 | 3480 | JAD XK 9.88.08.65 MF.STA.SS | 0128-0073 | 3040
|  | JAD X 9.88.08.65 BF.PRO.WD | 0144-0048 | 3730 | JAD X 9.88.08.65 BF.STA.WD | 0144-0040 | 3510 | JAD XK 9.88.08.65 BF.PRO.WD | 0144-0052 | 3730 | JAD XK 9.88.08.65 BF.STA.WD | 0144-0044 | 3510
|  | JAD X 9.88.08.65 BF.PRO.CS | 0144-0029 | 3955 | JAD X 9.88.08.65 BF.STA.CS | 0144-0013 | 3730 | JAD XK 9.88.08.65 BF.PRO.CS | 0144-0026 | 3955 | JAD XK 9.88.08.65 BF.STA.CS | 0144-0014 | 3730
|  | JAD X 9.88.08.65 BF.PRO.SS | 0144-0021 | 5060 | JAD X 9.88.08.65 BF.STA.SS | 0144-0017 | 4500 | JAD XK 9.88.08.65 BF.PRO.SS | 0144-0022 | 5060 | JAD XK 9.88.08.65 BF.STA.SS | 0144-0018 | 4500
|  | JAD X 9.88.08.85 FF.PRO.CS | 0105-0117 | 2695 | JAD X 9.88.08.85 FF.STA.CS | 0105-0029 | 2415 | JAD XK 9.88.08.85 FF.PRO.CS | 0105-0125 | 2695 | JAD XK 9.88.08.85 FF.STA.CS | 0105-0085 | 2415
|  | JAD X 9.88.08.85 FF.PRO.SS | 0105-0033 | 3320 | JAD X 9.88.08.85 FF.STA.SS | 0105-0031 | 2865 | JAD XK 9.88.08.85 FF.PRO.SS | 0105-0089 | 3320 | JAD XK 9.88.08.85 FF.STA.SS | 0105-0087 | 2865
|  | JAD X 9.88.08.85 MF.PRO.WD | 0128-0243 | 2995 | JAD X 9.88.08.85 MF.STA.WD | 0128-0235 | 2715 | JAD XK 9.88.08.85 MF.PRO.WD | 0128-0247 | 2995 | JAD XK 9.88.08.85 MF.STA.WD | 0128-0239 | 2715
|  | JAD X 9.88.08.85 MF.PRO.CS | 0128-0117 | 2995 | JAD X 9.88.08.85 MF.STA.CS | 0128-0029 | 2715 | JAD XK 9.88.08.85 MF.PRO.CS | 0128-0125 | 2995 | JAD XK 9.88.08.85 MF.STA.CS | 0128-0085 | 2715
|  | JAD X 9.88.08.85 MF.PRO.SS | 0128-0033 | 3755 | JAD X 9.88.08.85 MF.STA.SS | 0128-0031 | 3275 | JAD XK 9.88.08.85 MF.PRO.SS | 0128-0089 | 3755 | JAD XK 9.88.08.85 MF.STA.SS | 0128-0087 | 3275
|  | JAD X 9.88.08.85 BF.PRO.WD | 0144-0049 | 4000 | JAD X 9.88.08.85 BF.STA.WD | 0144-0041 | 3720 | JAD XK 9.88.08.85 BF.PRO.WD | 0144-0053 | 4000 | JAD XK 9.88.08.85 BF.STA.WD | 0144-0045 | 3720
|  | JAD X 9.88.08.85 BF.PRO.CS | 0144-0031 | 4225 | JAD X 9.88.08.85 BF.STA.CS | 0144-0015 | 3945 | JAD XK 9.88.08.85 BF.PRO.CS | 0144-0032 | 4225 | JAD XK 9.88.08.85 BF.STA.CS | 0144-0016 | 3945
|  | JAD X 9.88.08.85 BF.PRO.SS | 0144-0023 | 5325 | JAD X 9.88.08.85 BF.STA.SS | 0144-0019 | 4710 | JAD XK 9.88.08.85 BF.PRO.SS | 0144-0024 | 5325 | JAD XK 9.88.08.85 BF.STA.SS | 0144-0020 | 4710
|  | JAD X 9.88 FF.PRO.CS | 0105-0113 | 3395 | JAD X 9.88 FF.STA.CS | 0105-0001 | 2835 | JAD XK 9.88 FF.PRO.CS | 0105-0121 | 3395 | JAD XK 9.88 FF.STA.CS | 0105-0057 | 2835
|  | JAD X 9.88 FF.PRO.SS | 0105-0005 | 3985 | JAD X 9.88 FF.STA.SS | 0105-0003 | 3405 | JAD XK 9.88 FF.PRO.SS | 0105-0061 | 3985 | JAD XK 9.88 FF.STA.SS | 0105-0059 | 3405
|  | JAD X 9.88 MF.PRO.WD | 0128-0241 | 3670 | JAD X 9.88 MF.STA.WD | 0128-0233 | 3275 | JAD XK 9.88 MF.PRO.WD | 0128-0245 | 3670 | JAD XK 9.88 MF.STA.WD | 0128-0237 | 3275
|  | JAD X 9.88 MF.PRO.CS | 0128-0113 | 3670 | JAD X 9.88 MF.STA.CS | 0128-0001 | 3275 | JAD XK 9.88 MF.PRO.CS | 0128-0121 | 3670 | JAD XK 9.88 MF.STA.CS | 0128-0057 | 3275
|  | JAD X 9.88 MF.PRO.SS | 0128-0005 | 4385 | JAD X 9.88 MF.STA.SS | 0128-0003 | 3800 | JAD XK 9.88 MF.PRO.SS | 0128-0061 | 4385 | JAD XK 9.88 MF.STA.SS | 0128-0059 | 3800
|  | JAD X 9.88 BF.PRO.WD | 0144-0047 | 4595 | JAD X 9.88 BF.STA.WD | 0144-0039 | 4195 | JAD XK 9.88 BF.PRO.WD | 0144-0051 | 4595 | JAD XK 9.88 BF.STA.WD | 0144-0043 | 4195
|  | JAD X 9.88 BF.PRO.CS | 0144-0030 | 4820 | JAD X 9.88 BF.STA.CS | 0144-0001 | 4420 | JAD XK 9.88 BF.PRO.CS | 0144-0025 | 4820 | JAD XK 9.88 BF.STA.CS | 0144-0002 | 4420
|  | JAD X 9.88 BF.PRO.SS | 0144-0009 | 5855 | JAD X 9.88 BF.STA.SS | 0144-0005 | 5140 | JAD XK 9.88 BF.PRO.SS | 0144-0010 | 5855 | JAD XK 9.88 BF.STA.SS | 0144-0006 | 5140
|  | JAD X 9.88.10 FF.PRO.CS | 0105-0119 | 3395 | JAD X 9.88.10 FF.STA.CS | 0105-0043 | 2835 | JAD XK 9.88.10 FF.PRO.CS | 0105-0127 | 3395 | JAD XK 9.88.10 FF.STA.CS | 0105-0099 | 2835
|  | JAD X 9.88.10 FF.PRO.SS | 0105-0047 | 3985 | JAD X 9.88.10 FF.STA.SS | 0105-0045 | 3405 | JAD XK 9.88.10 FF.PRO.SS | 0105-0103 | 3985 | JAD XK 9.88.10 FF.STA.SS | 0105-0101 | 3405
|  | JAD X 9.88.10 MF.PRO.WD | 0128-0244 | 3670 | JAD X 9.88.10 MF.STA.WD | 0128-0236 | 3275 | JAD XK 9.88.10 MF.PRO.WD | 0128-0248 | 3670 | JAD XK 9.88.10 MF.STA.WD | 0128-0240 | 3275
|  | JAD X 9.88.10 MF.PRO.CS | 0128-0119 | 3670 | JAD X 9.88.10 MF.STA.CS | 0128-0043 | 3275 | JAD XK 9.88.10 MF.PRO.CS | 0128-0127 | 3670 | JAD XK 9.88.10 MF.STA.CS | 0128-0099 | 3275
|  | JAD X 9.88.10 MF.PRO.SS | 0128-0047 | 4385 | JAD X 9.88.10 MF.STA.SS | 0128-0045 | 3800 | JAD XK 9.88.10 MF.PRO.SS | 0128-0103 | 4385 | JAD XK 9.88.10 MF.STA.SS | 0128-0101 | 3800
|  | JAD X 9.88.10 BF.PRO.WD | 0144-0050 | 4595 | JAD X 9.88.10 BF.STA.WD | 0144-0042 | 4195 | JAD XK 9.88.10 BF.PRO.WD | 0144-0054 | 4595 | JAD XK 9.88.10 BF.STA.WD | 0144-0046 | 4195
|  | JAD X 9.88.10 BF.PRO.CS | 0144-0027 | 4820 | JAD X 9.88.10 BF.STA.CS | 0144-0003 | 4420 | JAD XK 9.88.10 BF.PRO.CS | 0144-0028 | 4820 | JAD XK 9.88.10 BF.STA.CS | 0144-0004 | 4420
|  | JAD X 9.88.10 BF.PRO.SS | 0144-0011 | 5855 | JAD X 9.88.10 BF.STA.SS | 0144-0007 | 5140 | JAD XK 9.88.10 BF.PRO.SS | 0144-0012 | 5855 | JAD XK 9.88.10 BF.STA.SS | 0144-0008 | 5140
|  | smooth tubes | [5 empty] | corrugated tubes (K)
|  | PRO |  |  | STA |  |  | PRO |  |  | STA
|  | TYPE | CODE | EUR | TYP | CODE | EUR | TYPE | CODE | EUR | TYP | CODE | EUR
| JAD X 12.114 | JAD X 12.114.08.50 FF.PRO.CS | 0107-0103 | 3320 | JAD X 12.114.08.50 FF.STA.CS | 0107-0011 | 3020 | JAD XK 12.114.08.50 FF.PRO.CS | 0107-0113 | 3320 | JAD XK 12.114.08.50 FF.STA.CS | 0107-0061 | 3020
|  | JAD X 12.114.08.50 FF.PRO.SS | 0107-0015 | 4225 | JAD X 12.114.08.50 FF.STA.SS | 0107-0013 | 3655 | JAD XK 12.114.08.50 FF.PRO.SS | 0107-0065 | 4225 | JAD XK 12.114.08.50 FF.STA.SS | 0107-0063 | 3655
|  | JAD X 12.114.08.50 MF.PRO.WD | 0130-0222 | 3665 | JAD X 12.114.08.50 MF.STA.WD | 0130-0212 | 3350 | JAD XK 12.114.08.50 MF.PRO.WD | 0130-0227 | 3665 | JAD XK 12.114.08.50 MF.STA.WD | 0130-0217 | 3350
|  | JAD X 12.114.08.50 MF.PRO.CS | 0130-0103 | 3665 | JAD X 12.114.08.50 MF.STA.CS | 0130-0011 | 3350 | JAD XK 12.114.08.50 MF.PRO.CS | 0130-0113 | 3665 | JAD XK 12.114.08.50 MF.STA.CS | 0130-0061 | 3350
|  | JAD X 12.114.08.50 MF.PRO.SS | 0130-0015 | 4970 | JAD X 12.114.08.50 MF.STA.SS | 0130-0013 | 4125 | JAD XK 12.114.08.50 MF.PRO.SS | 0130-0065 | 4970 | JAD XK 12.114.08.50 MF.STA.SS | 0130-0063 | 4125
|  | JAD X 12.114.08.50 BF.PRO.WD | 0146-0053 | 5210 | JAD X 12.114.08.50 BF.STA.WD | 0146-0043 | 4910 | JAD XK 12.114.08.50 BF.PRO.WD | 0146-0058 | 5210 | JAD XK 12.114.08.50 BF.STA.WD | 0146-0048 | 4910
|  | JAD X 12.114.08.50 BF.PRO.CS | 0146-0035 | 5490 | JAD X 12.114.08.50 BF.STA.CS | 0146-0013 | 5190 | JAD XK 12.114.08.50 BF.PRO.CS | 0146-0036 | 5490 | JAD XK 12.114.08.50 BF.STA.CS | 0146-0014 | 5190
|  | JAD X 12.114.08.50 BF.PRO.SS | 0146-0025 | 7495 | JAD X 12.114.08.50 BF.STA.SS | 0146-0019 | 6660 | JAD XK 12.114.08.50 BF.PRO.SS | 0146-0026 | 7495 | JAD XK 12.114.08.50 BF.STA.SS | 0146-0020 | 6660
|  | JAD X 12.114.08.60 FF.PRO.CS | 0107-0105 | 3425 | JAD X 12.114.08.60 FF.STA.CS | 0107-0021 | 3105 | JAD XK 12.114.08.60 FF.PRO.CS | 0107-0115 | 3425 | JAD XK 12.114.08.60 FF.STA.CS | 0107-0071 | 3105
|  | JAD X 12.114.08.60 FF.PRO.SS | 0107-0025 | 4320 | JAD X 12.114.08.60 FF.STA.SS | 0107-0023 | 3745 | JAD XK 12.114.08.60 FF.PRO.SS | 0107-0075 | 4320 | JAD XK 12.114.08.60 FF.STA.SS | 0107-0073 | 3745
|  | JAD X 12.114.08.60 MF.PRO.WD | 0130-0223 | 3760 | JAD X 12.114.08.60 MF.STA.WD | 0130-0213 | 3435 | JAD XK 12.114.08.60 MF.PRO.WD | 0130-0228 | 3760 | JAD XK 12.114.08.60 MF.STA.WD | 0130-0218 | 3435
|  | JAD X 12.114.08.60 MF.PRO.CS | 0130-0105 | 3760 | JAD X 12.114.08.60 MF.STA.CS | 0130-0021 | 3435 | JAD XK 12.114.08.60 MF.PRO.CS | 0130-0115 | 3760 | JAD XK 12.114.08.60 MF.STA.CS | 0130-0071 | 3435
|  | JAD X 12.114.08.60 MF.PRO.SS | 0130-0025 | 5075 | JAD X 12.114.08.60 MF.STA.SS | 0130-0023 | 4200 | JAD XK 12.114.08.60 MF.PRO.SS | 0130-0075 | 5075 | JAD XK 12.114.08.60 MF.STA.SS | 0130-0073 | 4200
|  | JAD X 12.114.08.60 BF.PRO.WD | 0146-0054 | 5315 | JAD X 12.114.08.60 BF.STA.WD | 0146-0044 | 4995 | JAD XK 12.114.08.60 BF.PRO.WD | 0146-0059 | 5315 | JAD XK 12.114.08.60 BF.STA.WD | 0146-0049 | 4995
|  | JAD X 12.114.08.60 BF.PRO.CS | 0146-0037 | 5595 | JAD X 12.114.08.60 BF.STA.CS | 0146-0015 | 5275 | JAD XK 12.114.08.60 BF.PRO.CS | 0146-0038 | 5595 | JAD XK 12.114.08.60 BF.STA.CS | 0146-0016 | 5275
|  | JAD X 12.114.08.60 BF.PRO.SS | 0146-0027 | 7590 | JAD X 12.114.08.60 BF.STA.SS | 0146-0021 | 6745 | JAD XK 12.114.08.60 BF.PRO.SS | 0146-0028 | 7590 | JAD XK 12.114.08.60 BF.STA.SS | 0146-0022 | 6745
|  | JAD X 12.114.08.75 FF.PRO.CS | 0107-0107 | 3895 | JAD X 12.114.08.75 FF.STA.CS | 0107-0031 | 3495 | JAD XK 12.114.08.75 FF.PRO.CS | 0107-0117 | 3895 | JAD XK 12.114.08.75 FF.STA.CS | 0107-0081 | 3495
|  | JAD X 12.114.08.75 FF.PRO.SS | 0107-0035 | 4785 | JAD X 12.114.08.75 FF.STA.SS | 0107-0033 | 4125 | JAD XK 12.114.08.75 FF.PRO.SS | 0107-0085 | 4785 | JAD XK 12.114.08.75 FF.STA.SS | 0107-0083 | 4125
|  | JAD X 12.114.08.75 MF.PRO.WD | 0130-0224 | 4230 | JAD X 12.114.08.75 MF.STA.WD | 0130-0214 | 3825 | JAD XK 12.114.08.75 MF.PRO.WD | 0130-0229 | 4230 | JAD XK 12.114.08.75 MF.STA.WD | 0130-0219 | 3825
|  | JAD X 12.114.08.75 MF.PRO.CS | 0130-0107 | 4230 | JAD X 12.114.08.75 MF.STA.CS | 0130-0031 | 3825 | JAD XK 12.114.08.75 MF.PRO.CS | 0130-0117 | 4230 | JAD XK 12.114.08.75 MF.STA.CS | 0130-0081 | 3825
|  | JAD X 12.114.08.75 MF.PRO.SS | 0130-0035 | 5530 | JAD X 12.114.08.75 MF.STA.SS | 0130-0033 | 4590 | JAD XK 12.114.08.75 MF.PRO.SS | 0130-0085 | 5530 | JAD XK 12.114.08.75 MF.STA.SS | 0130-0083 | 4590
|  | JAD X 12.114.08.75 BF.PRO.WD | 0146-0055 | 5770 | JAD X 12.114.08.75 BF.STA.WD | 0146-0045 | 5375 | JAD XK 12.114.08.75 BF.PRO.WD | 0146-0060 | 5770 | JAD XK 12.114.08.75 BF.STA.WD | 0146-0050 | 5375
|  | JAD X 12.114.08.75 BF.PRO.CS | 0146-0039 | 6050 | JAD X 12.114.08.75 BF.STA.CS | 0146-0017 | 5650 | JAD XK 12.114.08.75 BF.PRO.CS | 0146-0040 | 6050 | JAD XK 12.114.08.75 BF.STA.CS | 0146-0018 | 5650
|  | JAD X 12.114.08.75 BF.PRO.SS | 0146-0029 | 8055 | JAD X 12.114.08.75 BF.STA.SS | 0146-0023 | 7130 | JAD XK 12.114.08.75 BF.PRO.SS | 0146-0030 | 8055 | JAD XK 12.114.08.75 BF.STA.SS | 0146-0024 | 7130
|  | JAD X 12.114 FF.PRO.CS | 0107-0101 | 6060 | JAD X 12.114 FF.STA.CS | 0107-0001 | 5270 | JAD XK 12.114 FF.PRO.CS | 0107-0111 | 6060 | JAD XK 12.114 FF.STA.CS | 0107-0051 | 5270
|  | JAD X 12.114 FF.PRO.SS | 0107-0005 | 6895 | JAD X 12.114 FF.STA.SS | 0107-0003 | 5870 | JAD XK 12.114 FF.PRO.SS | 0107-0055 | 6895 | JAD XK 12.114 FF.STA.SS | 0107-0053 | 5870
|  | JAD X 12.114 MF.PRO.WD | 0130-0221 | 6380 | JAD X 12.114 MF.STA.WD | 0130-0211 | 5580 | JAD XK 12.114 MF.PRO.WD | 0130-0226 | 6380 | JAD XK 12.114 MF.STA.WD | 0130-0216 | 5580
|  | JAD X 12.114 MF.PRO.CS | 0130-0101 | 6380 | JAD X 12.114 MF.STA.CS | 0130-0001 | 5580 | JAD XK 12.114 MF.PRO.CS | 0130-0111 | 6380 | JAD XK 12.114 MF.STA.CS | 0130-0051 | 5580
|  | JAD X 12.114 MF.PRO.SS | 0130-0005 | 7595 | JAD X 12.114 MF.STA.SS | 0130-0003 | 6290 | JAD XK 12.114 MF.PRO.SS | 0130-0055 | 7595 | JAD XK 12.114 MF.STA.SS | 0130-0053 | 6290
|  | JAD X 12.114 BF.PRO.WD | 0146-0052 | 7820 | JAD X 12.114 BF.STA.WD | 0146-0042 | 7015 | JAD XK 12.114 BF.PRO.WD | 0146-0057 | 7820 | JAD XK 12.114 BF.STA.WD | 0146-0047 | 7015
|  | JAD X 12.114 BF.PRO.CS | 0146-0031 | 8100 | JAD X 12.114 BF.STA.CS | 0146-0001 | 7295 | JAD XK 12.114 BF.PRO.CS | 0146-0032 | 8100 | JAD XK 12.114 BF.STA.CS | 0146-0002 | 7295
|  | JAD X 12.114 BF.PRO.SS | 0146-0009 | 9965 | JAD X 12.114 BF.STA.SS | 0146-0005 | 8675 | JAD XK 12.114 BF.PRO.SS | 0146-0010 | 9965 | JAD XK 12.114 BF.STA.SS | 0146-0006 | 8675
|  | JAD X 12.114.10 FF.PRO.CS | 0107-0109 | 6060 | JAD X 12.114.10 FF.STA.CS | 0107-0041 | 5270 | JAD XK 12.114.10 FF.PRO.CS | 0107-0119 | 6060 | JAD XK 12.114.10 FF.STA.CS | 0107-0091 | 5270
|  | JAD X 12.114.10 FF.PRO.SS | 0107-0045 | 6895 | JAD X 12.114.10 FF.STA.SS | 0107-0043 | 5870 | JAD XK 12.114.10 FF.PRO.SS | 0107-0095 | 6895 | JAD XK 12.114.10 FF.STA.SS | 0107-0093 | 5870
|  | JAD X 12.114.10 MF.PRO.WD | 0130-0225 | 6380 | JAD X 12.114.10 MF.STA.WD | 0130-0215 | 5580 | JAD XK 12.114.10 MF.PRO.WD | 0130-0230 | 6380 | JAD XK 12.114.10 MF.STA.WD | 0130-0220 | 5580
|  | JAD X 12.114.10 MF.PRO.CS | 0130-0109 | 6380 | JAD X 12.114.10 MF.STA.CS | 0130-0041 | 5580 | JAD XK 12.114.10 MF.PRO.CS | 0130-0119 | 6380 | JAD XK 12.114.10 MF.STA.CS | 0130-0091 | 5580
|  | JAD X 12.114.10 MF.PRO.SS | 0130-0045 | 7595 | JAD X 12.114.10 MF.STA.SS | 0130-0043 | 6290 | JAD XK 12.114.10 MF.PRO.SS | 0130-0095 | 7595 | JAD XK 12.114.10 MF.STA.SS | 0130-0093 | 6290
|  | JAD X 12.114.10 BF.PRO.WD | 0146-0056 | 7820 | JAD X 12.114.10 BF.STA.WD | 0146-0046 | 7015 | JAD XK 12.114.10 BF.PRO.WD | 0146-0061 | 7820 | JAD XK 12.114.10 BF.STA.WD | 0146-0051 | 7015
|  | JAD X 12.114.10 BF.PRO.CS | 0146-0033 | 8100 | JAD X 12.114.10 BF.STA.CS | 0146-0003 | 7295 | JAD XK 12.114.10 BF.PRO.CS | 0146-0034 | 8100 | JAD XK 12.114.10 BF.STA.CS | 0146-0004 | 7295
|  | JAD X 12.114.10 BF.PRO.SS | 0146-0011 | 9965 | JAD X 12.114.10 BF.STA.SS | 0146-0007 | 8675 | JAD XK 12.114.10 BF.PRO.SS | 0146-0012 | 9965 | JAD XK 12.114.10 BF.STA.SS | 0146-0008 | 8675
|  | smooth tubes | [5 empty] | corrugated tubes (K)
|  | PRO |  |  | STA |  |  | PRO |  |  | STA
|  | TYPE | CODE | EUR | TYP | CODE | EUR | TYPE | CODE | EUR | TYP | CODE | EUR
| JAD 14.163 | JAD 14.163 FF.PRO.CS | 0123-0002 | 11400 | JAD 14.163 FF.STA.CS | 0123-0001 | 10510 | JAD K 14.163 FF.PRO.CS | 0123-0006 | 11400 | JAD K 14.163 FF.STA.CS | 0123-0005 | 10510
|  | JAD 14.163 FF.PRO.SS | 0123-0004 | 13000 | JAD 14.163 FF.STA.SS | 0123-0003 | 11820 | JAD K 14.163 FF.PRO.SS | 0123-0008 | 13000 | JAD K 14.163 FF.STA.SS | 0123-0007 | 11820
|  | JAD 14.163 MF.PRO.CS | 0123-0021 | 11840 | JAD 14.163 MF.STA.CS | 0123-0020 | 10955 | JAD K 14.163 MF.PRO.CS | 0123-0025 | 11840 | JAD K 14.163 MF.STA.CS | 0123-0024 | 10955
|  | JAD 14.163 MF.PRO.SS | 0123-0023 | 13560 | JAD 14.163 MF.STA.SS | 0123-0022 | 12325 | JAD K 14.163 MF.PRO.SS | 0123-0027 | 13560 | JAD K 14.163 MF.STA.SS | 0123-0026 | 12325
|  | JAD 14.163.10 FF.PRO.CS | 0123-0010 | 11400 | JAD 14.163.10 FF.STA.CS | 0123-0009 | 10510 | JAD K 14.163.10 FF.PRO.CS | 0123-0014 | 11400 | JAD K 14.163.10 FF.STA.CS | 0123-0013 | 10510
|  | JAD 14.163.10 FF.PRO.SS | 0123-0012 | 13000 | JAD 14.163.10 FF.STA.SS | 0123-0011 | 11820 | JAD K 14.163.10 FF.PRO.SS | 0123-0016 | 13000 | JAD K 14.163.10 FF.STA.SS | 0123-0015 | 11820
|  | JAD 14.163.10 MF.PRO.CS | 0123-0029 | 11840 | JAD 14.163.10 MF.STA.CS | 0123-0028 | 10955 | JAD K 14.163.10 MF.PRO.CS | 0123-0033 | 11840 | JAD K 14.163.10 MF.STA.CS | 0123-0032 | 10955
|  | JAD 14.163.10 MF.PRO.SS | 0123-0031 | 13560 | JAD 14.163.10 MF.STA.SS | 0123-0030 | 12325 | JAD K 14.163.10 MF.PRO.SS | 0123-0035 | 13560 | JAD K 14.163.10 MF.STA.SS | 0123-0034 | 12325
|  | smooth tubes | [5 empty] | corrugated tubes (K)
|  | PRO |  |  | STA |  |  | PRO |  |  | STA
|  | TYPE | CODE | EUR | TYP | CODE | EUR | TYPE | CODE | EUR | TYP | CODE | EUR
| JAD 15.177 | JAD 15.177.10.75 FF.PRO.CS | 0159-0007 | 11505 | JAD 15.177.10.75 FF.STA.CS | 0159-0010 | 10730 | JAD K 15.177.10.75 FF.PRO.CS | 0159-0019 | 11505 | JAD K 15.177.10.75 FF.STA.CS | 0159-0022 | 10730
|  | JAD 15.177.10.75 FF.PRO.SS | 0159-0001 | 12845 | JAD 15.177.10.75 FF.STA.SS | 0159-0004 | 11840 | JAD K 15.177.10.75 FF.PRO.SS | 0159-0013 | 12845 | JAD K 15.177.10.75 FF.STA.SS | 0159-0016 | 11840
|  | JAD 15.177.10.75 MF.PRO.CS | 0159-0031 | 12030 | JAD 15.177.10.75 MF.STA.CS | 0159-0034 | 11255 | JAD K 15.177.10.75 MF.PRO.CS | 0159-0043 | 12030 | JAD K 15.177.10.75 MF.STA.CS | 0159-0046 | 11255
|  | JAD 15.177.10.75 MF.PRO.SS | 0159-0025 | 14945 | JAD 15.177.10.75 MF.STA.SS | 0159-0028 | 13730 | JAD K 15.177.10.75 MF.PRO.SS | 0159-0037 | 14945 | JAD K 15.177.10.75 MF.STA.SS | 0159-0040 | 13730
|  | JAD 15.177.10.100 FF.PRO.CS | 0159-0008 | 13400 | JAD 15.177.10.100 FF.STA.CS | 0159-0011 | 12285 | JAD K 15.177.10.100 FF.PRO.CS | 0159-0020 | 13400 | JAD K 15.177.10.100 FF.STA.CS | 0159-0023 | 12285
|  | JAD 15.177.10.100 FF.PRO.SS | 0159-0002 | 14735 | JAD 15.177.10.100 FF.STA.SS | 0159-0005 | 13400 | JAD K 15.177.10.100 FF.PRO.SS | 0159-0014 | 14735 | JAD K 15.177.10.100 FF.STA.SS | 0159-0017 | 13400
|  | JAD 15.177.10.100 MF.PRO.CS | 0159-0032 | 13925 | JAD 15.177.10.100 MF.STA.CS | 0159-0035 | 12810 | JAD K 15.177.10.100 MF.PRO.CS | 0159-0044 | 13925 | JAD K 15.177.10.100 MF.STA.CS | 0159-0047 | 12810
|  | JAD 15.177.10.100 MF.PRO.SS | 0159-0026 | 16835 | JAD 15.177.10.100 MF.STA.SS | 0159-0029 | 15290 | JAD K 15.177.10.100 MF.PRO.SS | 0159-0038 | 16835 | JAD K 15.177.10.100 MF.STA.SS | 0159-0041 | 15290
|  | JAD 15.177.10 FF.PRO.CS | 0159-0009 | 15400 | JAD 15.177.10 FF.STA.CS | 0159-0012 | 14065 | JAD K 15.177.10 FF.PRO.CS | 0159-0021 | 15400 | JAD K 15.177.10 FF.STA.CS | 0159-0024 | 14065
|  | JAD 15.177.10 FF.PRO.SS | 0159-0003 | 16740 | JAD 15.177.10 FF.STA.SS | 0159-0006 | 15180 | JAD K 15.177.10 FF.PRO.SS | 0159-0015 | 16740 | JAD K 15.177.10 FF.STA.SS | 0159-0018 | 15180
|  | JAD 15.177.10 MF.PRO.CS | 0159-0033 | 15925 | JAD 15.177.10 MF.STA.CS | 0159-0036 | 14590 | JAD K 15.177.10 MF.PRO.CS | 0159-0045 | 15925 | JAD K 15.177.10 MF.STA.CS | 0159-0048 | 14590
|  | JAD 15.177.10 MF.PRO.SS | 0159-0027 | 18840 | JAD 15.177.10 MF.STA.SS | 0159-0030 | 17070 | JAD K 15.177.10 MF.PRO.SS | 0159-0039 | 18840 | JAD K 15.177.10 MF.STA.SS | 0159-0042 | 17070
|  | smooth tubes | [5 empty] | corrugated tubes (K)
|  | PRO |  |  | STA |  |  | PRO |  |  | STA
|  | TYPE | CODE | EUR | TYP | CODE | EUR | TYPE | CODE | EUR | TYP | CODE | EUR
| JAD X 17.217 | JAD X 17.217 FF.PRO.CS | 0160-0013 | 19515 | JAD X 17.217 FF.STA.CS | 0160-0001 | 17805 | JAD XK 17.217 FF.PRO.CS | 0160-0015 | 19515 | JAD XK 17.217 FF.STA.CS | 0160-0007 | 17805
|  | JAD X 17.217 FF.PRO.SS | 0160-0003 | 20840 | JAD X 17.217 FF.STA.SS | 0160-0002 | 18715 | JAD XK 17.217 FF.PRO.SS | 0160-0009 | 20840 | JAD XK 17.217 FF.STA.SS | 0160-0008 | 18715
|  | JAD X 17.217 MF.PRO.WD | 0161-0021 | 20105 | JAD X 17.217 MF.STA.WD | 0161-0017 | 18395 | JAD XK 17.217 MF.PRO.WD | 0161-0023 | 20105 | JAD XK 17.217 MF.STA.WD | 0161-0019 | 18395
|  | JAD X 17.217 MF.PRO.CS | 0161-0003 | 20105 | JAD X 17.217 MF.STA.CS | 0161-0013 | 18395 | JAD XK 17.217 MF.PRO.CS | 0161-0005 | 20105 | JAD XK 17.217 MF.STA.CS | 0161-0009 | 18395
|  | JAD X 17.217 MF.PRO.SS | 0161-0004 | 21920 | JAD X 17.217 MF.STA.SS | 0161-0014 | 19475 | JAD XK 17.217 MF.PRO.SS | 0161-0006 | 21920 | JAD XK 17.217 MF.STA.SS | 0161-0010 | 19475
|  | JAD X 17.217.10 FF.PRO.CS | 0160-0014 | 19515 | JAD X 17.217.10 FF.STA.CS | 0160-0004 | 17805 | JAD XK 17.217.10 FF.PRO.CS | 0160-0016 | 19515 | JAD XK 17.217.10 FF.STA.CS | 0160-0010 | 17805
|  | JAD X 17.217.10 FF.PRO.SS | 0160-0006 | 20840 | JAD X 17.217.10 FF.STA.SS | 0160-0005 | 18715 | JAD XK 17.217.10 FF.PRO.SS | 0160-0012 | 20840 | JAD XK 17.217.10 FF.STA.SS | 0160-0011 | 18715
|  | JAD X 17.217.10 MF.PRO.WD | 0161-0022 | 20105 | JAD X 17.217.10 MF.STA.WD | 0161-0018 | 18395 | JAD XK 17.217.10 MF.PRO.WD | 0161-0024 | 20105 | JAD XK 17.217.10 MF.STA.WD | 0161-0020 | 18395
|  | JAD X 17.217.10 MF.PRO.CS | 0161-0001 | 20105 | JAD X 17.217.10 MF.STA.CS | 0161-0015 | 18395 | JAD XK 17.217.10 MF.PRO.CS | 0161-0007 | 20105 | JAD XK 17.217.10 MF.STA.CS | 0161-0011 | 18395
|  | JAD X 17.217.10 MF.PRO.SS | 0161-0002 | 21920 | JAD X 17.217.10 MF.STA.SS | 0161-0016 | 19475 | JAD XK 17.217.10 MF.PRO.SS | 0161-0008 | 21920 | JAD XK 17.217.10 MF.STA.SS | 0161-0012 | 19475
|  | smooth tubes | [5 empty] | corrugated tubes (K)
|  | PRO |  |  | STA |  |  | PRO |  |  | STA
|  | TYPE | CODE | EUR | TYP | CODE | EUR | TYPE | CODE | EUR | TYP | CODE | EUR
| JAD 26.480 | JAD 26.480 FF.PRO.CS | 0165-0011 | 28045 | JAD 26.480 FF.STA.CS | 0165-0009 | 24915 | JAD K 26.480 FF.PRO.CS | 0165-0015 | 26705 | JAD K 26.480 FF.STA.CS | 0165-0013 | 23725
|  | JAD 26.480 FF.PRO.SS | 0165-0012 | 30845 | JAD 26.480 FF.STA.SS | 0165-0017 | 26810 | JAD K 26.480 FF.PRO.SS | 0165-0016 | 29375 | JAD K 26.480 FF.STA.SS | 0165-0014 | 25530
|  | JAD 26.480 MF.PRO.WD | 0165-0029 | 29200 | JAD 26.480 MF.STA.WD | 0165-0027 | 26075 | JAD K 26.480 MF.PRO.WD | 0165-0030 | 27805 | JAD K 26.480 MF.STA.WD | 0165-0028 | 24830
|  | JAD 26.480 MF.PRO.CS | 0165-0023 | 29200 | JAD 26.480 MF.STA.CS | 0165-0018 | 26075 | JAD K 26.480 MF.PRO.CS | 0165-0025 | 27805 | JAD K 26.480 MF.STA.CS | 0165-0021 | 24830
|  | JAD 26.480 MF.PRO.SS | 0165-0024 | 33460 | JAD 26.480 MF.STA.SS | 0165-0020 | 28865 | JAD K 26.480 MF.PRO.SS | 0165-0026 | 31865 | JAD K 26.480 MF.STA.SS | 0165-0022 | 27490
|  | smooth tubes | [5 empty] | corrugated tubes (K)
|  | PRO |  |  | STA |  |  | PRO |  |  | STA
|  | TYPE | CODE | EUR | TYP | CODE | EUR | TYPE | CODE | EUR | TYP | CODE | EUR
| S | S0 X FF.PRO.CS | 0111-0015 | 1155 | S0 X FF.STA.CS | 0111-0001 | 1035 | S0 XK FF.PRO.CS | 0111-0016 | 1100 | S0 XK FF.STA.CS | 0111-0008 | 985
|  | S0 X FF.PRO.SS | 0111-0003 | 1495 | S0 X FF.STA.SS | 0111-0002 | 1270 | S0 XK FF.PRO.SS | 0111-0010 | 1420 | S0 XK FF.STA.SS | 0111-0009 | 1205
|  | S1 EE.PRO.CS | 0117-0015 | 1170 | S1 EE.STA.CS | 0117-0001 | 1045 | S1 K EE.PRO.CS | 0117-0016 | 1110 | S1 K EE.STA.CS | 0117-0008 | 995
|  | S1 EE.PRO.SS | 0117-0003 | 1545 | S1 EE.STA.SS | 0117-0002 | 1305 | S1 K EE.PRO.SS | 0117-0010 | 1470 | S1 K EE.STA.SS | 0117-0009 | 1240
|  | S1 X FF.PRO.CS | 0112-0015 | 1155 | S1 X FF.STA.CS | 0112-0001 | 1035 | S1 XK FF.PRO.CS | 0112-0016 | 1100 | S1 XK FF.STA.CS | 0112-0008 | 985
|  | S1 X FF.PRO.SS | 0112-0003 | 1525 | S1 X FF.STA.SS | 0112-0002 | 1290 | S1 XK FF.PRO.SS | 0112-0010 | 1450 | S1 XK FF.STA.SS | 0112-0009 | 1225

## L-line
Brazed plate heat exchangers L-Line
LA12
|  | TYPE | CONNECTION | CODE | EUR | [5 empty] | TYPE | CONNECTION | CODE | EUR |  |  |  | LA14
|  | 1-PASS | [8 empty] | 1-PASS | [6 empty] | LA22
| LA12 | LA12-10-3/4" | 4 x 3/4" | 0208-0001 | 95 |  |  |  |  | LA14 | LA14-10-3/4" | 4 x 3/4" | 0201-0015 | 95 |  |  |  | LA34
|  | LA12-20-3/4" |  | 0208-0002 | 115 | [5 empty] | LA14-20-3/4" |  | 0201-0016 | 115 |  |  |  | LH40
|  | LA12-30-3/4" |  | 0208-0003 | 135 | [5 empty] | LA14-30-3/4" |  | 0201-0017 | 135 |  |  |  | LJ30
|  | LA12-40-3/4" |  | 0208-0004 | 155 | [5 empty] | LA14-40-3/4" |  | 0201-0018 | 155
|  | LA12-50-3/4" |  | 0208-0005 | 175 | [5 empty] | LA14-50-3/4" |  | 0201-0019 | 175
|  | LA12-60-3/4" |  | 0208-0006 | 195 | [5 empty] | LA14-60-3/4" |  | 0201-0020 | 195
|  | 2-PASS WITH 4 CONNECTIONS | [8 empty] | 2-PASS WITH 4 CONNECTIONS
|  | LA12-10-2-3/4" | 4 x 3/4" | 0208-0007 | 125 | [5 empty] | LA14-10-2-3/4" | 4 x 3/4" | 0201-0029 | 125
|  | LA12-20-2-3/4" |  | 0208-0008 | 145 | [5 empty] | LA14-20-2-3/4" |  | 0201-0030 | 145
|  | LA12-30-2-3/4" |  | 0208-0009 | 165 | [5 empty] | LA14-30-2-3/4" |  | 0201-0031 | 165
|  | LA12-40-2-3/4" |  | 0208-0010 | 185 | [5 empty] | LA14-40-2-3/4" |  | 0201-0032 | 185
|  | LA12-50-2-3/4" |  | 0208-0011 | 205 | [5 empty] | LA14-50-2-3/4" |  | 0201-0033 | 205
|  | LA12-60-2-3/4" |  | 0208-0012 | 225 | [5 empty] | LA14-60-2-3/4" |  | 0201-0034 | 225
|  | 2-PASS WITH 6 CONNECTIONS | [8 empty] | 2-PASS WITH 6 CONNECTIONS
|  | LA12-10-2S-3/4" | 6 x 3/4" | 0208-0019 | 145 | [5 empty] | LA14-10-2S-3/4" | 6 x 3/4" | 0201-0021 | 145
|  | LA12-20-2S-3/4" |  | 0208-0020 | 165 | [5 empty] | LA14-20-2S-3/4" |  | 0201-0022 | 165
|  | LA12-30-2S-3/4" |  | 0208-0021 | 185 | [5 empty] | LA14-30-2S-3/4" |  | 0201-0023 | 185
|  | LA12-40-2S-3/4" |  | 0208-0022 | 205 | [5 empty] | LA14-40-2S-3/4" |  | 0201-0024 | 205
|  | LA12-50-2S-3/4" |  | 0208-0023 | 225 | [5 empty] | LA14-50-2S-3/4" |  | 0201-0025 | 225
|  | LA12-60-2S-3/4" |  | 0208-0024 | 245 | [5 empty] | LA14-60-2S-3/4" |  | 0201-0026 | 245
|  | TYPE | CONNECTION | CODE | EUR | [5 empty] | TYPE | CONNECTION | CODE | EUR
|  | 1-PASS | [8 empty] | 1-PASS
| LA22 | LA22-10-3/4" | 4 x 3/4" | 0202-0015 | 110 |  |  |  |  | LA34 | LA34-10-3/4" | 4 x 3/4" | 0210-0015 | 135
|  | LA22-20-3/4" |  | 0202-0016 | 145 | [5 empty] | LA34-20-3/4" |  | 0210-0016 | 180
|  | LA22-30-3/4" |  | 0202-0017 | 175 | [5 empty] | LA34-30-3/4" |  | 0210-0017 | 230
|  | LA22-40-3/4" |  | 0202-0018 | 205 | [5 empty] | LA34-40-3/4" |  | 0210-0018 | 275
|  | LA22-50-3/4" |  | 0202-0019 | 235 | [5 empty] | LA34-50-3/4" |  | 0210-0019 | 320
|  | LA22-60-3/4" |  | 0202-0020 | 270 | [5 empty] | LA34-60-3/4" |  | 0210-0020 | 370
|  | 2-PASS WITH 4 CONNECTIONS | [8 empty] | 2-PASS WITH 4 CONNECTIONS
|  | LA22-10-2-3/4" | 4 x 3/4" | 0202-0037 | 145 | [5 empty] | LA34-10-2-3/4" | 4 x 3/4" | 0210-0037 | 170
|  | LA22-20-2-3/4" |  | 0202-0038 | 175 | [5 empty] | LA34-20-2-3/4" |  | 0210-0038 | 215
|  | LA22-30-2-3/4" |  | 0202-0039 | 210 | [5 empty] | LA34-30-2-3/4" |  | 0210-0039 | 265
|  | LA22-40-2-3/4" |  | 0202-0040 | 240 | [5 empty] | LA34-40-2-3/4" |  | 0210-0040 | 310
|  | LA22-50-2-3/4" |  | 0202-0041 | 270 | [5 empty] | LA34-50-2-3/4" |  | 0210-0041 | 355
|  | LA22-60-2-3/4" |  | 0202-0042 | 305 | [5 empty] | LA34-60-2-3/4" |  | 0210-0042 | 400
|  | 2-PASS WITH 6 CONNECTIONS | [8 empty] | 2-PASS WITH 6 CONNECTIONS
|  | LA22-10-2S-3/4" | 6 x 3/4" | 0202-0021 | 160 | [5 empty] | LA34-10-2S-3/4" | 6 x 3/4" | 0210-0021 | 185
|  | LA22-20-2S-3/4" |  | 0202-0022 | 195 | [5 empty] | LA34-20-2S-3/4" |  | 0210-0022 | 230
|  | LA22-30-2S-3/4" |  | 0202-0023 | 225 | [5 empty] | LA34-30-2S-3/4" |  | 0210-0023 | 280
|  | LA22-40-2S-3/4" |  | 0202-0024 | 255 | [5 empty] | LA34-40-2S-3/4" |  | 0210-0024 | 325
|  | LA22-50-2S-3/4" |  | 0202-0025 | 285 | [5 empty] | LA34-50-2S-3/4" |  | 0210-0025 | 370
|  | LA22-60-2S-3/4" |  | 0202-0026 | 320 | [5 empty] | LA34-60-2S-3/4" |  | 0210-0026 | 420
| LH40 | TYPE | CONNECTION | CODE | EUR | TYPE | CONNECTION | CODE | EUR | LJ30 | TYPE | CONNECTION | CODE | EUR | TYPE | CONNECTION | CODE | EUR
|  | 1-PASS |  |  |  | 1-PASS |  |  |  |  | 1-PASS |  |  |  | 1-PASS
|  | LH40-10H-3/4" | 4 x 3/4" | 0211-0001 | 190 | LH40-10H-1" | 4 x 1" | 0211-0019 | 210 |  | LJ30-10M-3/4" | 4 x 3/4" | 0214-0001 | 160 | LJ30-10M-1" | 4 x 1" | 0214-0007 | 170
|  | LH40-20H-3/4" |  | 0211-0002 | 245 | LH40-20H-1" |  | 0211-0020 | 265 |  | LJ30-20M-3/4" |  | 0214-0002 | 210 | LJ30-20M-1" |  | 0214-0008 | 220
|  | LH40-30H-3/4" |  | 0211-0003 | 300 | LH40-30H-1" |  | 0211-0021 | 320 |  | LJ30-30M-3/4" |  | 0214-0003 | 260 | LJ30-30M-1" |  | 0214-0009 | 270
|  | LH40-40H-3/4" |  | 0211-0004 | 355 | LH40-40H-1" |  | 0211-0022 | 375 |  | LJ30-40M-3/4" |  | 0214-0004 | 310 | LJ30-40M-1" |  | 0214-0010 | 320
|  | LH40-50H-3/4" |  | 0211-0005 | 410 | LH40-50H-1" |  | 0211-0023 | 430 |  | LJ30-50M-3/4" |  | 0214-0005 | 360 | LJ30-50M-1" |  | 0214-0011 | 370
|  | LH40-60H-3/4" |  | 0211-0006 | 465 | LH40-60H-1" |  | 0211-0024 | 485 |  | LJ30-60M-3/4" |  | 0214-0006 | 410 | LJ30-60M-1" |  | 0214-0012 | 420
|  | 2-PASS WITH 4 CONNECTIONS |  |  |  | 2-PASS WITH 4 CONNECTIONS
|  | LH40-10H-2-3/4" | 4 x 3/4" | 0211-0007 | 230 | LH40-10H-2-1" | 4 x 1" | 0211-0025 | 250
|  | LH40-20H-2-3/4" |  | 0211-0008 | 285 | LH40-20H-2-1" |  | 0211-0026 | 305
|  | LH40-30H-2-3/4" |  | 0211-0009 | 340 | LH40-30H-2-1" |  | 0211-0027 | 360
|  | LH40-40H-2-3/4" |  | 0211-0010 | 395 | LH40-40H-2-1" |  | 0211-0028 | 415
|  | LH40-50H-2-3/4" |  | 0211-0011 | 450 | LH40-50H-2-1" |  | 0211-0029 | 470
|  | LH40-60H-2-3/4" |  | 0211-0012 | 505 | LH40-60H-2-1" |  | 0211-0030 | 525
|  | 2-PASS WITH 6 CONNECTIONS |  |  |  | 2-PASS WITH 6 CONNECTIONS
|  | LH40-10H-2S-3/4" | 6 x 3/4" | 0211-0013 | 255 | LH40-10H-2S-1" | 6 x 1" | 0211-0031 | 285
|  | LH40-20H-2S-3/4" |  | 0211-0014 | 310 | LH40-20H-2S-1" |  | 0211-0032 | 340
|  | LH40-30H-2S-3/4" |  | 0211-0015 | 365 | LH40-30H-2S-1" |  | 0211-0033 | 395
|  | LH40-40H-2S-3/4" |  | 0211-0016 | 420 | LH40-40H-2S-1" |  | 0211-0034 | 450
|  | LH40-50H-2S-3/4" |  | 0211-0017 | 475 | LH40-50H-2S-1" |  | 0211-0035 | 505
|  | LH40-60H-2S-3/4" |  | 0211-0018 | 530 | LH40-60H-2S-1" |  | 0211-0036 | 560
LB31
| LB31 | TYPE | CONNECTION | CODE | EUR | TYPE | CONNECTION | CODE | EUR | LB31-H | TYPE | CONNECTION | CODE | EUR | TYPE | CONNECTION | CODE | EUR
|  | 1-PASS |  |  |  | 1-PASS |  |  |  |  | 1-PASS |  |  |  | 1-PASS
|  | LB31-10-1" | 4 x 1" | 0203-0061 | 170 | LB31-10-5/4" | 4 x 5/4" | 0203-0091 | 205 |  | LB31-10H-1" | 4 x 1" | 0203-0635 | 170 | LB31-10H-5/4" | 4 x 5/4" | 0203-0681 | 205
|  | LB31-15-1" |  | 0203-0123 | 195 | LB31-15-5/4" |  | 0203-0124 | 230 |  | LB31-15H-1" |  | 0203-0636 | 195 | LB31-15H-5/4" |  | 0203-0682 | 230
|  | LB31-20-1" |  | 0203-0062 | 220 | LB31-20-5/4" |  | 0203-0092 | 255 |  | LB31-20H-1" |  | 0203-0637 | 220 | LB31-20H-5/4" |  | 0203-0683 | 255
|  | LB31-30-1" |  | 0203-0063 | 270 | LB31-30-5/4" |  | 0203-0093 | 305 |  | LB31-30H-1" |  | 0203-0638 | 270 | LB31-30H-5/4" |  | 0203-0684 | 305
|  | LB31-40-1" |  | 0203-0064 | 320 | LB31-40-5/4" |  | 0203-0094 | 355 |  | LB31-40H-1" |  | 0203-0639 | 320 | LB31-40H-5/4" |  | 0203-0685 | 355
|  | LB31-50-1" |  | 0203-0065 | 375 | LB31-50-5/4" |  | 0203-0095 | 410 |  | LB31-50H-1" |  | 0203-0640 | 375 | LB31-50H-5/4" |  | 0203-0686 | 410
|  | LB31-60-1" |  | 0203-0066 | 425 | LB31-60-5/4" |  | 0203-0096 | 460 |  | LB31-60H-1" |  | 0203-0641 | 425 | LB31-60H-5/4" |  | 0203-0687 | 460
|  | LB31-70-1" |  | 0203-0067 | 475 | LB31-70-5/4" |  | 0203-0097 | 510 |  | LB31-70H-1" |  | 0203-0642 | 475 | LB31-70H-5/4" |  | 0203-0688 | 510
|  | LB31-80-1" |  | 0203-0068 | 525 | LB31-80-5/4" |  | 0203-0098 | 560 |  | LB31-80H-1" |  | 0203-0643 | 525 | LB31-80H-5/4" |  | 0203-0689 | 560
|  | LB31-90-1" |  | 0203-0069 | 575 | LB31-90-5/4" |  | 0203-0099 | 610 |  | LB31-90H-1" |  | 0203-0644 | 575 | LB31-90H-5/4" |  | 0203-0690 | 610
|  | LB31-100-1" |  | 0203-0070 | 625 | LB31-100-5/4" |  | 0203-0100 | 660 |  | LB31-100H-1" |  | 0203-0645 | 625 | LB31-100H-5/4" |  | 0203-0691 | 660
|  | LB31-110-1" |  | 0203-0071 | 675 | LB31-110-5/4" |  | 0203-0101 | 710 |  | LB31-110H-1" |  | 0203-0646 | 675 | LB31-110H-5/4" |  | 0203-0692 | 710
|  | LB31-120-1" |  | 0203-0072 | 725 | LB31-120-5/4" |  | 0203-0102 | 760 |  | LB31-120H-1" |  | 0203-0647 | 725 | LB31-120H-5/4" |  | 0203-0693 | 760
|  | LB31-130-1" |  | 0203-0073 | 775 | LB31-130-5/4" |  | 0203-0103 | 810 |  | LB31-130H-1" |  | 0203-0648 | 775 | LB31-130H-5/4" |  | 0203-0694 | 810
|  | LB31-140-1" |  | 0203-0074 | 825 | LB31-140-5/4" |  | 0203-0104 | 860 |  | LB31-140H-1" |  | 0203-0649 | 825 | LB31-140H-5/4" |  | 0203-0695 | 860
|  | LB31-150-1" |  | 0203-0075 | 875 | LB31-150-5/4" |  | 0203-0105 | 910 |  | LB31-150H-1" |  | 0203-0650 | 875 | LB31-150H-5/4" |  | 0203-0696 | 910
| LB31 | 2-PASS WITH 4 CONNECTIONS |  |  |  | 2-PASS WITH 4 CONNECTIONS |  |  |  | LB31-H | 2-PASS WITH 4 CONNECTIONS |  |  |  | 2-PASS WITH 4 CONNECTIONS
|  | LB31-10-2-1" | 4 x 1" | 0203-0596 | 205 | LB31-10-2-5/4" | 4 x 5/4" | 0203-0581 | 240 |  | LB31-10H-2-1" | 4 x 1" | 0203-0651 | 205 | LB31-10H-2-5/4" | 4 x 5/4" | 0203-0697 | 240
|  | LB31-20-2-1" |  | 0203-0597 | 255 | LB31-20-2-5/4" |  | 0203-0582 | 290 |  | LB31-20H-2-1" |  | 0203-0652 | 255 | LB31-20H-2-5/4" |  | 0203-0698 | 290
|  | LB31-30-2-1" |  | 0203-0598 | 305 | LB31-30-2-5/4" |  | 0203-0583 | 340 |  | LB31-30H-2-1" |  | 0203-0653 | 305 | LB31-30H-2-5/4" |  | 0203-0699 | 340
|  | LB31-40-2-1" |  | 0203-0599 | 355 | LB31-40-2-5/4" |  | 0203-0584 | 390 |  | LB31-40H-2-1" |  | 0203-0654 | 355 | LB31-40H-2-5/4" |  | 0203-0700 | 390
|  | LB31-50-2-1" |  | 0203-0600 | 405 | LB31-50-2-5/4" |  | 0203-0585 | 440 |  | LB31-50H-2-1" |  | 0203-0655 | 405 | LB31-50H-2-5/4" |  | 0203-0701 | 440
|  | LB31-60-2-1" |  | 0203-0601 | 455 | LB31-60-2-5/4" |  | 0203-0586 | 490 |  | LB31-60H-2-1" |  | 0203-0656 | 455 | LB31-60H-2-5/4" |  | 0203-0702 | 490
|  | LB31-70-2-1" |  | 0203-0602 | 505 | LB31-70-2-5/4" |  | 0203-0587 | 540 |  | LB31-70H-2-1" |  | 0203-0657 | 505 | LB31-70H-2-5/4" |  | 0203-0703 | 540
|  | LB31-80-2-1" |  | 0203-0603 | 560 | LB31-80-2-5/4" |  | 0203-0588 | 595 |  | LB31-80H-2-1" |  | 0203-0658 | 560 | LB31-80H-2-5/4" |  | 0203-0704 | 595
|  | LB31-90-2-1" |  | 0203-0604 | 610 | LB31-90-2-5/4" |  | 0203-0589 | 645 |  | LB31-90H-2-1" |  | 0203-0659 | 610 | LB31-90H-2-5/4" |  | 0203-0705 | 645
|  | LB31-100-2-1" |  | 0203-0605 | 660 | LB31-100-2-5/4" |  | 0203-0590 | 695 |  | LB31-100H-2-1" |  | 0203-0660 | 660 | LB31-100H-2-5/4" |  | 0203-0706 | 695
|  | LB31-110-2-1" |  | 0203-0606 | 710 | LB31-110-2-5/4" |  | 0203-0591 | 745 |  | LB31-110H-2-1" |  | 0203-0661 | 710 | LB31-110H-2-5/4" |  | 0203-0707 | 745
|  | LB31-120-2-1" |  | 0203-0607 | 760 | LB31-120-2-5/4" |  | 0203-0592 | 795 |  | LB31-120H-2-1" |  | 0203-0662 | 760 | LB31-120H-2-5/4" |  | 0203-0708 | 795
|  | LB31-130-2-1" |  | 0203-0608 | 810 | LB31-130-2-5/4" |  | 0203-0593 | 845 |  | LB31-130H-2-1" |  | 0203-0663 | 810 | LB31-130H-2-5/4" |  | 0203-0709 | 845
|  | LB31-140-2-1" |  | 0203-0609 | 860 | LB31-140-2-5/4" |  | 0203-0594 | 895 |  | LB31-140H-2-1" |  | 0203-0664 | 860 | LB31-140H-2-5/4" |  | 0203-0710 | 895
|  | LB31-150-2-1" |  | 0203-0610 | 910 | LB31-150-2-5/4" |  | 0203-0595 | 945 |  | LB31-150H-2-1" |  | 0203-0665 | 910 | LB31-150H-2-5/4" |  | 0203-0711 | 945
| LB31 | 2-PASS WITH 6 CONNECTIONS |  |  |  | 2-PASS WITH 6 CONNECTIONS |  |  |  | LB31-H | 2-PASS WITH 6 CONNECTIONS |  |  |  | 2-PASS WITH 6 CONNECTIONS
|  | LB31-10-2S-1" | 6 x 1" | 0203-0076 | 235 | LB31-10-2S-5/4" | 6 x 5/4" | 0203-0106 | 290 |  | LB31-10H-2S-1" | 6 x 1" | 0203-0666 | 235 | LB31-10H-2S-5/4" | 6 x 5/4" | 0203-0712 | 290
|  | LB31-20-2S-1" |  | 0203-0077 | 285 | LB31-20-2S-5/4" |  | 0203-0107 | 340 |  | LB31-20H-2S-1" |  | 0203-0667 | 285 | LB31-20H-2S-5/4" |  | 0203-0713 | 340
|  | LB31-30-2S-1" |  | 0203-0078 | 335 | LB31-30-2S-5/4" |  | 0203-0108 | 390 |  | LB31-30H-2S-1" |  | 0203-0668 | 335 | LB31-30H-2S-5/4" |  | 0203-0714 | 390
|  | LB31-40-2S-1" |  | 0203-0079 | 385 | LB31-40-2S-5/4" |  | 0203-0109 | 440 |  | LB31-40H-2S-1" |  | 0203-0669 | 385 | LB31-40H-2S-5/4" |  | 0203-0715 | 440
|  | LB31-50-2S-1" |  | 0203-0080 | 435 | LB31-50-2S-5/4" |  | 0203-0110 | 490 |  | LB31-50H-2S-1" |  | 0203-0670 | 435 | LB31-50H-2S-5/4" |  | 0203-0716 | 490
|  | LB31-60-2S-1" |  | 0203-0081 | 485 | LB31-60-2S-5/4" |  | 0203-0111 | 540 |  | LB31-60H-2S-1" |  | 0203-0671 | 485 | LB31-60H-2S-5/4" |  | 0203-0717 | 540
|  | LB31-70-2S-1" |  | 0203-0082 | 535 | LB31-70-2S-5/4" |  | 0203-0112 | 590 |  | LB31-70H-2S-1" |  | 0203-0672 | 535 | LB31-70H-2S-5/4" |  | 0203-0718 | 590
|  | LB31-80-2S-1" |  | 0203-0083 | 585 | LB31-80-2S-5/4" |  | 0203-0113 | 640 |  | LB31-80H-2S-1" |  | 0203-0673 | 585 | LB31-80H-2S-5/4" |  | 0203-0719 | 640
|  | LB31-90-2S-1" |  | 0203-0084 | 635 | LB31-90-2S-5/4" |  | 0203-0114 | 690 |  | LB31-90H-2S-1" |  | 0203-0674 | 635 | LB31-90H-2S-5/4" |  | 0203-0720 | 690
|  | LB31-100-2S-1" |  | 0203-0085 | 685 | LB31-100-2S-5/4" |  | 0203-0115 | 740 |  | LB31-100H-2S-1" |  | 0203-0675 | 685 | LB31-100H-2S-5/4" |  | 0203-0721 | 740
|  | LB31-110-2S-1" |  | 0203-0086 | 740 | LB31-110-2S-5/4" |  | 0203-0116 | 795 |  | LB31-110H-2S-1" |  | 0203-0676 | 740 | LB31-110H-2S-5/4" |  | 0203-0722 | 795
|  | LB31-120-2S-1" |  | 0203-0087 | 790 | LB31-120-2S-5/4" |  | 0203-0117 | 845 |  | LB31-120H-2S-1" |  | 0203-0677 | 790 | LB31-120H-2S-5/4" |  | 0203-0723 | 845
|  | LB31-130-2S-1" |  | 0203-0088 | 840 | LB31-130-2S-5/4" |  | 0203-0118 | 895 |  | LB31-130H-2S-1" |  | 0203-0678 | 840 | LB31-130H-2S-5/4" |  | 0203-0724 | 895
|  | LB31-140-2S-1" |  | 0203-0089 | 890 | LB31-140-2S-5/4" |  | 0203-0119 | 945 |  | LB31-140H-2S-1" |  | 0203-0679 | 890 | LB31-140H-2S-5/4" |  | 0203-0725 | 945
|  | LB31-150-2S-1" |  | 0203-0090 | 940 | LB31-150-2S-5/4" |  | 0203-0120 | 995 |  | LB31-150H-2S-1" |  | 0203-0680 | 940 | LB31-150H-2S-5/4" |  | 0203-0726 | 995
LB47
|  | TYPE | CONNECTION | CODE | EUR | TYPE | CONNECTION | CODE | EUR |  | TYPE | CONNECTION | CODE | EUR | TYPE | CONNECTION | CODE | EUR
|  | 1-PASS |  |  |  | 1-PASS |  |  |  |  | 1-PASS |  |  |  | 1-PASS
| LB47 | LB47-10-1" | 4 x 1" | 0204-0061 | 210 | LB47-10-5/4" | 4 x 5/4" | 0204-0091 | 245 | LB47-H | LB47-10H-1" | 4 x 1" | 0204-0711 | 210 | LB47-10H-5/4" | 4 x 5/4" | 0204-0741 | 245
|  | LB47-20-1" |  | 0204-0062 | 280 | LB47-20-5/4" |  | 0204-0092 | 315 |  | LB47-20H-1" |  | 0204-0712 | 280 | LB47-20H-5/4" |  | 0204-0742 | 315
|  | LB47-30-1" |  | 0204-0063 | 350 | LB47-30-5/4" |  | 0204-0093 | 385 |  | LB47-30H-1" |  | 0204-0713 | 350 | LB47-30H-5/4" |  | 0204-0743 | 385
|  | LB47-40-1" |  | 0204-0064 | 420 | LB47-40-5/4" |  | 0204-0094 | 455 |  | LB47-40H-1" |  | 0204-0714 | 420 | LB47-40H-5/4" |  | 0204-0744 | 455
|  | LB47-50-1" |  | 0204-0065 | 490 | LB47-50-5/4" |  | 0204-0095 | 525 |  | LB47-50H-1" |  | 0204-0715 | 490 | LB47-50H-5/4" |  | 0204-0745 | 525
|  | LB47-60-1" |  | 0204-0066 | 560 | LB47-60-5/4" |  | 0204-0096 | 595 |  | LB47-60H-1" |  | 0204-0716 | 560 | LB47-60H-5/4" |  | 0204-0746 | 595
|  | LB47-70-1" |  | 0204-0067 | 630 | LB47-70-5/4" |  | 0204-0097 | 665 |  | LB47-70H-1" |  | 0204-0717 | 630 | LB47-70H-5/4" |  | 0204-0747 | 665
|  | LB47-80-1" |  | 0204-0068 | 700 | LB47-80-5/4" |  | 0204-0098 | 735 |  | LB47-80H-1" |  | 0204-0718 | 700 | LB47-80H-5/4" |  | 0204-0748 | 735
|  | LB47-90-1" |  | 0204-0069 | 770 | LB47-90-5/4" |  | 0204-0099 | 805 |  | LB47-90H-1" |  | 0204-0719 | 770 | LB47-90H-5/4" |  | 0204-0749 | 805
|  | LB47-100-1" |  | 0204-0070 | 840 | LB47-100-5/4" |  | 0204-0100 | 875 |  | LB47-100H-1" |  | 0204-0720 | 840 | LB47-100H-5/4" |  | 0204-0750 | 875
|  | LB47-110-1" |  | 0204-0071 | 910 | LB47-110-5/4" |  | 0204-0101 | 945 |  | LB47-110H-1" |  | 0204-0721 | 910 | LB47-110H-5/4" |  | 0204-0751 | 945
|  | LB47-120-1" |  | 0204-0072 | 980 | LB47-120-5/4" |  | 0204-0102 | 1015 |  | LB47-120H-1" |  | 0204-0722 | 980 | LB47-120H-5/4" |  | 0204-0752 | 1015
|  | LB47-130-1" |  | 0204-0073 | 1050 | LB47-130-5/4" |  | 0204-0103 | 1085 |  | LB47-130H-1" |  | 0204-0723 | 1050 | LB47-130H-5/4" |  | 0204-0753 | 1085
|  | LB47-140-1" |  | 0204-0074 | 1120 | LB47-140-5/4" |  | 0204-0104 | 1155 |  | LB47-140H-1" |  | 0204-0724 | 1120 | LB47-140H-5/4" |  | 0204-0754 | 1155
|  | LB47-150-1" |  | 0204-0075 | 1190 | LB47-150-5/4" |  | 0204-0105 | 1225 |  | LB47-150H-1" |  | 0204-0725 | 1190 | LB47-150H-5/4" |  | 0204-0755 | 1225
| LB47 | 2-PASS WITH 4 CONNECTIONS |  |  |  | 2-PASS WITH 4 CONNECTIONS |  |  |  | LB47-H | 2-PASS WITH 4 CONNECTIONS |  |  |  | 2-PASS WITH 4 CONNECTIONS
|  | LB47-10-2-1" | 4 x 1" | 0204-0594 | 245 | LB47-10-2-5/4" | 4 x 5/4" | 0204-0609 | 280 |  | LB47-10H-2-1" | 4 x 1" | 0204-0801 | 245 | LB47-10H-2-5/4" | 4 x 5/4" | 0204-0816 | 280
|  | LB47-20-2-1" |  | 0204-0595 | 315 | LB47-20-2-5/4" |  | 0204-0610 | 350 |  | LB47-20H-2-1" |  | 0204-0802 | 315 | LB47-20H-2-5/4" |  | 0204-0817 | 350
|  | LB47-30-2-1" |  | 0204-0596 | 385 | LB47-30-2-5/4" |  | 0204-0611 | 420 |  | LB47-30H-2-1" |  | 0204-0803 | 385 | LB47-30H-2-5/4" |  | 0204-0818 | 420
|  | LB47-40-2-1" |  | 0204-0597 | 455 | LB47-40-2-5/4" |  | 0204-0612 | 490 |  | LB47-40H-2-1" |  | 0204-0804 | 455 | LB47-40H-2-5/4" |  | 0204-0819 | 490
|  | LB47-50-2-1" |  | 0204-0598 | 525 | LB47-50-2-5/4" |  | 0204-0613 | 560 |  | LB47-50H-2-1" |  | 0204-0805 | 525 | LB47-50H-2-5/4" |  | 0204-0820 | 560
|  | LB47-60-2-1" |  | 0204-0599 | 595 | LB47-60-2-5/4" |  | 0204-0614 | 630 |  | LB47-60H-2-1" |  | 0204-0806 | 595 | LB47-60H-2-5/4" |  | 0204-0821 | 630
|  | LB47-70-2-1" |  | 0204-0600 | 665 | LB47-70-2-5/4" |  | 0204-0615 | 700 |  | LB47-70H-2-1" |  | 0204-0807 | 665 | LB47-70H-2-5/4" |  | 0204-0822 | 700
|  | LB47-80-2-1" |  | 0204-0601 | 735 | LB47-80-2-5/4" |  | 0204-0616 | 770 |  | LB47-80H-2-1" |  | 0204-0808 | 735 | LB47-80H-2-5/4" |  | 0204-0823 | 770
|  | LB47-90-2-1" |  | 0204-0602 | 805 | LB47-90-2-5/4" |  | 0204-0617 | 840 |  | LB47-90H-2-1" |  | 0204-0809 | 805 | LB47-90H-2-5/4" |  | 0204-0824 | 840
|  | LB47-100-2-1" |  | 0204-0603 | 875 | LB47-100-2-5/4" |  | 0204-0618 | 910 |  | LB47-100H-2-1" |  | 0204-0810 | 875 | LB47-100H-2-5/4" |  | 0204-0825 | 910
|  | LB47-110-2-1" |  | 0204-0604 | 945 | LB47-110-2-5/4" |  | 0204-0619 | 980 |  | LB47-110H-2-1" |  | 0204-0811 | 945 | LB47-110H-2-5/4" |  | 0204-0826 | 980
|  | LB47-120-2-1" |  | 0204-0605 | 1015 | LB47-120-2-5/4" |  | 0204-0620 | 1050 |  | LB47-120H-2-1" |  | 0204-0812 | 1015 | LB47-120H-2-5/4" |  | 0204-0827 | 1050
|  | LB47-130-2-1" |  | 0204-0606 | 1085 | LB47-130-2-5/4" |  | 0204-0621 | 1120 |  | LB47-130H-2-1" |  | 0204-0813 | 1085 | LB47-130H-2-5/4" |  | 0204-0828 | 1120
|  | LB47-140-2-1" |  | 0204-0607 | 1155 | LB47-140-2-5/4" |  | 0204-0622 | 1190 |  | LB47-140H-2-1" |  | 0204-0814 | 1155 | LB47-140H-2-5/4" |  | 0204-0829 | 1190
|  | LB47-150-2-1" |  | 0204-0608 | 1225 | LB47-150-2-5/4" |  | 0204-0623 | 1260 |  | LB47-150H-2-1" |  | 0204-0815 | 1225 | LB47-150H-2-5/4" |  | 0204-0830 | 1260
| LB47 | 2-PASS WITH 6 CONNECTIONS |  |  |  | 2-PASS WITH 6 CONNECTIONS |  |  |  | LB47-H | 2-PASS WITH 6 CONNECTIONS |  |  |  | 2-PASS WITH 6 CONNECTIONS
|  | LB47-10-2S-1" | 6 x 1" | 0204-0076 | 275 | LB47-10-2S-5/4" | 6 x 5/4" | 0204-0106 | 330 |  | LB47-10H-2S-1" | 6 x 1" | 0204-0726 | 275 | LB47-10H-2S-5/4" | 6 x 5/4" | 0204-0756 | 330
|  | LB47-20-2S-1" |  | 0204-0077 | 345 | LB47-20-2S-5/4" |  | 0204-0107 | 400 |  | LB47-20H-2S-1" |  | 0204-0727 | 345 | LB47-20H-2S-5/4" |  | 0204-0757 | 400
|  | LB47-30-2S-1" |  | 0204-0078 | 415 | LB47-30-2S-5/4" |  | 0204-0108 | 470 |  | LB47-30H-2S-1" |  | 0204-0728 | 415 | LB47-30H-2S-5/4" |  | 0204-0758 | 470
|  | LB47-40-2S-1" |  | 0204-0079 | 485 | LB47-40-2S-5/4" |  | 0204-0109 | 540 |  | LB47-40H-2S-1" |  | 0204-0729 | 485 | LB47-40H-2S-5/4" |  | 0204-0759 | 540
|  | LB47-50-2S-1" |  | 0204-0080 | 555 | LB47-50-2S-5/4" |  | 0204-0110 | 610 |  | LB47-50H-2S-1" |  | 0204-0730 | 555 | LB47-50H-2S-5/4" |  | 0204-0760 | 610
|  | LB47-60-2S-1" |  | 0204-0081 | 625 | LB47-60-2S-5/4" |  | 0204-0111 | 680 |  | LB47-60H-2S-1" |  | 0204-0731 | 625 | LB47-60H-2S-5/4" |  | 0204-0761 | 680
|  | LB47-70-2S-1" |  | 0204-0082 | 695 | LB47-70-2S-5/4" |  | 0204-0112 | 750 |  | LB47-70H-2S-1" |  | 0204-0732 | 695 | LB47-70H-2S-5/4" |  | 0204-0762 | 750
|  | LB47-80-2S-1" |  | 0204-0083 | 765 | LB47-80-2S-5/4" |  | 0204-0113 | 820 |  | LB47-80H-2S-1" |  | 0204-0733 | 765 | LB47-80H-2S-5/4" |  | 0204-0763 | 820
|  | LB47-90-2S-1" |  | 0204-0084 | 835 | LB47-90-2S-5/4" |  | 0204-0114 | 890 |  | LB47-90H-2S-1" |  | 0204-0734 | 835 | LB47-90H-2S-5/4" |  | 0204-0764 | 890
|  | LB47-100-2S-1" |  | 0204-0085 | 905 | LB47-100-2S-5/4" |  | 0204-0115 | 960 |  | LB47-100H-2S-1" |  | 0204-0735 | 905 | LB47-100H-2S-5/4" |  | 0204-0765 | 960
|  | LB47-110-2S-1" |  | 0204-0086 | 975 | LB47-110-2S-5/4" |  | 0204-0116 | 1030 |  | LB47-110H-2S-1" |  | 0204-0736 | 975 | LB47-110H-2S-5/4" |  | 0204-0766 | 1030
|  | LB47-120-2S-1" |  | 0204-0087 | 1045 | LB47-120-2S-5/4" |  | 0204-0117 | 1100 |  | LB47-120H-2S-1" |  | 0204-0737 | 1045 | LB47-120H-2S-5/4" |  | 0204-0767 | 1100
|  | LB47-130-2S-1" |  | 0204-0088 | 1115 | LB47-130-2S-5/4" |  | 0204-0118 | 1170 |  | LB47-130H-2S-1" |  | 0204-0738 | 1115 | LB47-130H-2S-5/4" |  | 0204-0768 | 1170
|  | LB47-140-2S-1" |  | 0204-0089 | 1185 | LB47-140-2S-5/4" |  | 0204-0119 | 1240 |  | LB47-140H-2S-1" |  | 0204-0739 | 1185 | LB47-140H-2S-5/4" |  | 0204-0769 | 1240
|  | LB47-150-2S-1" |  | 0204-0090 | 1255 | LB47-150-2S-5/4" |  | 0204-0120 | 1310 |  | LB47-150H-2S-1" |  | 0204-0740 | 1255 | LB47-150H-2S-5/4" |  | 0204-0770 | 1310
LB60
|  | TYPE | CONNECTION | CODE | EUR | TYPE | CONNECTION | CODE | EUR |  | TYPE | CONNECTION | CODE | EUR | TYPE | CONNECTION | CODE | EUR
|  | 1-PASS |  |  |  | 1-PASS |  |  |  |  | 1-PASS |  |  |  | 1-PASS
| LB60 | LB60-10-1" | 4 x 1" | 0205-0061 | 245 | LB60-10-5/4" | 4 x 5/4" | 0205-0091 | 280 | LB60-H | LB60-10H-1" | 4 x 1" | 0205-0640 | 245 | LB60-10H-5/4" | 4 x 5/4" | 0205-0655 | 280
|  | LB60-20-1" |  | 0205-0062 | 335 | LB60-20-5/4" |  | 0205-0092 | 370 |  | LB60-20H-1" |  | 0205-0641 | 335 | LB60-20H-5/4" |  | 0205-0656 | 370
|  | LB60-30-1" |  | 0205-0063 | 425 | LB60-30-5/4" |  | 0205-0093 | 460 |  | LB60-30H-1" |  | 0205-0642 | 425 | LB60-30H-5/4" |  | 0205-0657 | 460
|  | LB60-40-1" |  | 0205-0064 | 515 | LB60-40-5/4" |  | 0205-0094 | 550 |  | LB60-40H-1" |  | 0205-0643 | 515 | LB60-40H-5/4" |  | 0205-0658 | 550
|  | LB60-50-1" |  | 0205-0065 | 605 | LB60-50-5/4" |  | 0205-0095 | 640 |  | LB60-50H-1" |  | 0205-0644 | 605 | LB60-50H-5/4" |  | 0205-0659 | 640
|  | LB60-60-1" |  | 0205-0066 | 695 | LB60-60-5/4" |  | 0205-0096 | 730 |  | LB60-60H-1" |  | 0205-0645 | 695 | LB60-60H-5/4" |  | 0205-0660 | 730
|  | LB60-70-1" |  | 0205-0067 | 785 | LB60-70-5/4" |  | 0205-0097 | 820 |  | LB60-70H-1" |  | 0205-0646 | 785 | LB60-70H-5/4" |  | 0205-0661 | 820
|  | LB60-80-1" |  | 0205-0068 | 875 | LB60-80-5/4" |  | 0205-0098 | 910 |  | LB60-80H-1" |  | 0205-0647 | 875 | LB60-80H-5/4" |  | 0205-0662 | 910
|  | LB60-90-1" |  | 0205-0069 | 965 | LB60-90-5/4" |  | 0205-0099 | 1000 |  | LB60-90H-1" |  | 0205-0648 | 965 | LB60-90H-5/4" |  | 0205-0663 | 1000
|  | LB60-100-1" |  | 0205-0070 | 1055 | LB60-100-5/4" |  | 0205-0100 | 1090 |  | LB60-100H-1" |  | 0205-0649 | 1055 | LB60-100H-5/4" |  | 0205-0664 | 1090
|  | LB60-110-1" |  | 0205-0071 | 1145 | LB60-110-5/4" |  | 0205-0101 | 1180 |  | LB60-110H-1" |  | 0205-0650 | 1145 | LB60-110H-5/4" |  | 0205-0665 | 1180
|  | LB60-120-1" |  | 0205-0072 | 1235 | LB60-120-5/4" |  | 0205-0102 | 1270 |  | LB60-120H-1" |  | 0205-0651 | 1235 | LB60-120H-5/4" |  | 0205-0666 | 1270
|  | LB60-130-1" |  | 0205-0073 | 1325 | LB60-130-5/4" |  | 0205-0103 | 1360 |  | LB60-130H-1" |  | 0205-0652 | 1325 | LB60-130H-5/4" |  | 0205-0667 | 1360
|  | LB60-140-1" |  | 0205-0074 | 1415 | LB60-140-5/4" |  | 0205-0104 | 1450 |  | LB60-140H-1" |  | 0205-0653 | 1415 | LB60-140H-5/4" |  | 0205-0668 | 1450
|  | LB60-150-1" |  | 0205-0075 | 1505 | LB60-150-5/4" |  | 0205-0105 | 1540 |  | LB60-150H-1" |  | 0205-0654 | 1505 | LB60-150H-5/4" |  | 0205-0669 | 1540
| LB60 | 2-PASS WITH 4 CONNECTIONS |  |  |  | 2-PASS WITH 4 CONNECTIONS |  |  |  | LB60-H | 2-PASS WITH 4 CONNECTIONS |  |  |  | 2-PASS WITH 4 CONNECTIONS
|  | LB60-10-2-1" | 4 x 1" | 0205-0543 | 280 | LB60-10-2-5/4" | 4 x 5/4" | 0205-0588 | 315 |  | LB60-10H-2-1" | 4 x 1" | 0205-0670 | 280 | LB60-10H-2-5/4" | 4 x 5/4" | 0205-0685 | 315
|  | LB60-20-2-1" |  | 0205-0544 | 370 | LB60-20-2-5/4" |  | 0205-0589 | 405 |  | LB60-20H-2-1" |  | 0205-0671 | 370 | LB60-20H-2-5/4" |  | 0205-0686 | 405
|  | LB60-30-2-1" |  | 0205-0545 | 460 | LB60-30-2-5/4" |  | 0205-0590 | 495 |  | LB60-30H-2-1" |  | 0205-0672 | 460 | LB60-30H-2-5/4" |  | 0205-0687 | 495
|  | LB60-40-2-1" |  | 0205-0546 | 550 | LB60-40-2-5/4" |  | 0205-0591 | 585 |  | LB60-40H-2-1" |  | 0205-0673 | 550 | LB60-40H-2-5/4" |  | 0205-0688 | 585
|  | LB60-50-2-1" |  | 0205-0547 | 640 | LB60-50-2-5/4" |  | 0205-0592 | 675 |  | LB60-50H-2-1" |  | 0205-0674 | 640 | LB60-50H-2-5/4" |  | 0205-0689 | 675
|  | LB60-60-2-1" |  | 0205-0548 | 730 | LB60-60-2-5/4" |  | 0205-0593 | 765 |  | LB60-60H-2-1" |  | 0205-0675 | 730 | LB60-60H-2-5/4" |  | 0205-0690 | 765
|  | LB60-70-2-1" |  | 0205-0549 | 820 | LB60-70-2-5/4" |  | 0205-0594 | 855 |  | LB60-70H-2-1" |  | 0205-0676 | 820 | LB60-70H-2-5/4" |  | 0205-0691 | 855
|  | LB60-80-2-1" |  | 0205-0550 | 910 | LB60-80-2-5/4" |  | 0205-0595 | 945 |  | LB60-80H-2-1" |  | 0205-0677 | 910 | LB60-80H-2-5/4" |  | 0205-0692 | 945
|  | LB60-90-2-1" |  | 0205-0542 | 1000 | LB60-90-2-5/4" |  | 0205-0596 | 1035 |  | LB60-90H-2-1" |  | 0205-0678 | 1000 | LB60-90H-2-5/4" |  | 0205-0693 | 1035
|  | LB60-100-2-1" |  | 0205-0552 | 1090 | LB60-100-2-5/4" |  | 0205-0597 | 1125 |  | LB60-100H-2-1" |  | 0205-0679 | 1090 | LB60-100H-2-5/4" |  | 0205-0694 | 1125
|  | LB60-110-2-1" |  | 0205-0553 | 1180 | LB60-110-2-5/4" |  | 0205-0598 | 1215 |  | LB60-110H-2-1" |  | 0205-0680 | 1180 | LB60-110H-2-5/4" |  | 0205-0695 | 1215
|  | LB60-120-2-1" |  | 0205-0554 | 1270 | LB60-120-2-5/4" |  | 0205-0599 | 1305 |  | LB60-120H-2-1" |  | 0205-0681 | 1270 | LB60-120H-2-5/4" |  | 0205-0696 | 1305
|  | LB60-130-2-1" |  | 0205-0555 | 1360 | LB60-130-2-5/4" |  | 0205-0600 | 1395 |  | LB60-130H-2-1" |  | 0205-0682 | 1360 | LB60-130H-2-5/4" |  | 0205-0697 | 1395
|  | LB60-140-2-1" |  | 0205-0556 | 1450 | LB60-140-2-5/4" |  | 0205-0601 | 1485 |  | LB60-140H-2-1" |  | 0205-0683 | 1450 | LB60-140H-2-5/4" |  | 0205-0698 | 1485
|  | LB60-150-2-1" |  | 0205-0557 | 1540 | LB60-150-2-5/4" |  | 0205-0602 | 1575 |  | LB60-150H-2-1" |  | 0205-0684 | 1540 | LB60-150H-2-5/4" |  | 0205-0699 | 1575
| LB60 | 2-PASS WITH 6 CONNECTIONS |  |  |  | 2-PASS WITH 6 CONNECTIONS |  |  |  | LB60-H | 2-PASS WITH 6 CONNECTIONS |  |  |  | 2-PASS WITH 6 CONNECTIONS
|  | LB60-10-2S-1" | 6 x 1" | 0205-0076 | 305 | LB60-10-2S-5/4" | 6 x 5/4" | 0205-0106 | 360 |  | LB60-10H-2S-1" | 6 x 1" | 0205-0760 | 305 | LB60-10H-2S-5/4" | 6 x 5/4" | 0205-0775 | 360
|  | LB60-20-2S-1" |  | 0205-0077 | 395 | LB60-20-2S-5/4" |  | 0205-0107 | 450 |  | LB60-20H-2S-1" |  | 0205-0761 | 395 | LB60-20H-2S-5/4" |  | 0205-0776 | 450
|  | LB60-30-2S-1" |  | 0205-0078 | 485 | LB60-30-2S-5/4" |  | 0205-0108 | 540 |  | LB60-30H-2S-1" |  | 0205-0762 | 485 | LB60-30H-2S-5/4" |  | 0205-0777 | 540
|  | LB60-40-2S-1" |  | 0205-0079 | 580 | LB60-40-2S-5/4" |  | 0205-0109 | 635 |  | LB60-40H-2S-1" |  | 0205-0763 | 580 | LB60-40H-2S-5/4" |  | 0205-0778 | 635
|  | LB60-50-2S-1" |  | 0205-0080 | 670 | LB60-50-2S-5/4" |  | 0205-0110 | 725 |  | LB60-50H-2S-1" |  | 0205-0764 | 670 | LB60-50H-2S-5/4" |  | 0205-0779 | 725
|  | LB60-60-2S-1" |  | 0205-0081 | 760 | LB60-60-2S-5/4" |  | 0205-0111 | 815 |  | LB60-60H-2S-1" |  | 0205-0765 | 760 | LB60-60H-2S-5/4" |  | 0205-0780 | 815
|  | LB60-70-2S-1" |  | 0205-0082 | 850 | LB60-70-2S-5/4" |  | 0205-0112 | 905 |  | LB60-70H-2S-1" |  | 0205-0766 | 850 | LB60-70H-2S-5/4" |  | 0205-0781 | 905
|  | LB60-80-2S-1" |  | 0205-0083 | 940 | LB60-80-2S-5/4" |  | 0205-0113 | 995 |  | LB60-80H-2S-1" |  | 0205-0767 | 940 | LB60-80H-2S-5/4" |  | 0205-0782 | 995
|  | LB60-90-2S-1" |  | 0205-0084 | 1030 | LB60-90-2S-5/4" |  | 0205-0114 | 1085 |  | LB60-90H-2S-1" |  | 0205-0768 | 1030 | LB60-90H-2S-5/4" |  | 0205-0783 | 1085
|  | LB60-100-2S-1" |  | 0205-0085 | 1120 | LB60-100-2S-5/4" |  | 0205-0115 | 1175 |  | LB60-100H-2S-1" |  | 0205-0769 | 1120 | LB60-100H-2S-5/4" |  | 0205-0784 | 1175
|  | LB60-110-2S-1" |  | 0205-0086 | 1210 | LB60-110-2S-5/4" |  | 0205-0116 | 1265 |  | LB60-110H-2S-1" |  | 0205-0770 | 1210 | LB60-110H-2S-5/4" |  | 0205-0785 | 1265
|  | LB60-120-2S-1" |  | 0205-0087 | 1300 | LB60-120-2S-5/4" |  | 0205-0117 | 1355 |  | LB60-120H-2S-1" |  | 0205-0771 | 1300 | LB60-120H-2S-5/4" |  | 0205-0786 | 1355
|  | LB60-130-2S-1" |  | 0205-0088 | 1390 | LB60-130-2S-5/4" |  | 0205-0118 | 1445 |  | LB60-130H-2S-1" |  | 0205-0772 | 1390 | LB60-130H-2S-5/4" |  | 0205-0787 | 1445
|  | LB60-140-2S-1" |  | 0205-0089 | 1480 | LB60-140-2S-5/4" |  | 0205-0119 | 1535 |  | LB60-140H-2S-1" |  | 0205-0773 | 1480 | LB60-140H-2S-5/4" |  | 0205-0788 | 1535
|  | LB60-150-2S-1" |  | 0205-0090 | 1570 | LB60-150-2S-5/4" |  | 0205-0120 | 1625 |  | LB60-150H-2S-1" |  | 0205-0774 | 1570 | LB60-150H-2S-5/4" |  | 0205-0789 | 1625
LB60-L
|  | TYPE | CONNECTION | CODE | EUR | TYPE | CONNECTION | CODE | EUR
|  | 1-PASS |  |  |  | 1-PASS
| LB60-L | LB60-10L-1" | 4 x 1" | 0205-0857 | 245 | LB60-10L-5/4" | 4 x 5/4" | 0205-0872 | 280
|  | LB60-20L-1" |  | 0205-0858 | 335 | LB60-20L-5/4" |  | 0205-0873 | 370
|  | LB60-30L-1" |  | 0205-0859 | 425 | LB60-30L-5/4" |  | 0205-0874 | 460
|  | LB60-40L-1" |  | 0205-0860 | 515 | LB60-40L-5/4" |  | 0205-0875 | 550
|  | LB60-50L-1" |  | 0205-0861 | 605 | LB60-50L-5/4" |  | 0205-0876 | 640
|  | LB60-60L-1" |  | 0205-0862 | 695 | LB60-60L-5/4" |  | 0205-0877 | 730
|  | LB60-70L-1" |  | 0205-0863 | 785 | LB60-70L-5/4" |  | 0205-0878 | 820
|  | LB60-80L-1" |  | 0205-0864 | 875 | LB60-80L-5/4" |  | 0205-0879 | 910
|  | LB60-90L-1" |  | 0205-0865 | 965 | LB60-90L-5/4" |  | 0205-0880 | 1000
|  | LB60-100L-1" |  | 0205-0866 | 1055 | LB60-100L-5/4" |  | 0205-0881 | 1090
|  | LB60-110L-1" |  | 0205-0867 | 1145 | LB60-110L-5/4" |  | 0205-0882 | 1180
|  | LB60-120L-1" |  | 0205-0868 | 1235 | LB60-120L-5/4" |  | 0205-0883 | 1270
|  | LB60-130L-1" |  | 0205-0869 | 1325 | LB60-130L-5/4" |  | 0205-0884 | 1360
|  | LB60-140L-1" |  | 0205-0870 | 1415 | LB60-140L-5/4" |  | 0205-0885 | 1450
|  | LB60-150L-1" |  | 0205-0871 | 1505 | LB60-150L-5/4" |  | 0205-0886 | 1540
| LB60-L | 2-PASS WITL 4 CONNECTIONS |  |  |  | 2-PASS WITL 4 CONNECTIONS
|  | LB60-10L-2-1" | 4 x 1" | 0205-0887 | 280 | LB60-10L-2-5/4" | 4 x 5/4" | 0205-0902 | 315
|  | LB60-20L-2-1" |  | 0205-0888 | 370 | LB60-20L-2-5/4" |  | 0205-0903 | 405
|  | LB60-30L-2-1" |  | 0205-0889 | 460 | LB60-30L-2-5/4" |  | 0205-0904 | 495
|  | LB60-40L-2-1" |  | 0205-0890 | 550 | LB60-40L-2-5/4" |  | 0205-0905 | 585
|  | LB60-50L-2-1" |  | 0205-0891 | 640 | LB60-50L-2-5/4" |  | 0205-0906 | 675
|  | LB60-60L-2-1" |  | 0205-0892 | 730 | LB60-60L-2-5/4" |  | 0205-0907 | 765
|  | LB60-70L-2-1" |  | 0205-0893 | 820 | LB60-70L-2-5/4" |  | 0205-0908 | 855
|  | LB60-80L-2-1" |  | 0205-0894 | 910 | LB60-80L-2-5/4" |  | 0205-0909 | 945
|  | LB60-90L-2-1" |  | 0205-0895 | 1000 | LB60-90L-2-5/4" |  | 0205-0910 | 1035
|  | LB60-100L-2-1" |  | 0205-0896 | 1090 | LB60-100L-2-5/4" |  | 0205-0911 | 1125
|  | LB60-110L-2-1" |  | 0205-0897 | 1180 | LB60-110L-2-5/4" |  | 0205-0912 | 1215
|  | LB60-120L-2-1" |  | 0205-0898 | 1270 | LB60-120L-2-5/4" |  | 0205-0913 | 1305
|  | LB60-130L-2-1" |  | 0205-0899 | 1360 | LB60-130L-2-5/4" |  | 0205-0914 | 1395
|  | LB60-140L-2-1" |  | 0205-0900 | 1450 | LB60-140L-2-5/4" |  | 0205-0915 | 1485
|  | LB60-150L-2-1" |  | 0205-0901 | 1540 | LB60-150L-2-5/4" |  | 0205-0916 | 1575
| LB60-L | 2-PASS WITL 6 CONNECTIONS |  |  |  | 2-PASS WITL 6 CONNECTIONS
|  | LB60-10L-2S-1" | 6 x 1" | 0205-0917 | 305 | LB60-10L-2S-5/4" | 6 x 5/4" | 0205-0932 | 360
|  | LB60-20L-2S-1" |  | 0205-0918 | 395 | LB60-20L-2S-5/4" |  | 0205-0933 | 450
|  | LB60-30L-2S-1" |  | 0205-0919 | 485 | LB60-30L-2S-5/4" |  | 0205-0934 | 540
|  | LB60-40L-2S-1" |  | 0205-0920 | 580 | LB60-40L-2S-5/4" |  | 0205-0935 | 635
|  | LB60-50L-2S-1" |  | 0205-0921 | 670 | LB60-50L-2S-5/4" |  | 0205-0936 | 725
|  | LB60-60L-2S-1" |  | 0205-0922 | 760 | LB60-60L-2S-5/4" |  | 0205-0937 | 815
|  | LB60-70L-2S-1" |  | 0205-0923 | 850 | LB60-70L-2S-5/4" |  | 0205-0938 | 905
|  | LB60-80L-2S-1" |  | 0205-0924 | 940 | LB60-80L-2S-5/4" |  | 0205-0939 | 995
|  | LB60-90L-2S-1" |  | 0205-0925 | 1030 | LB60-90L-2S-5/4" |  | 0205-0940 | 1085
|  | LB60-100L-2S-1" |  | 0205-0926 | 1120 | LB60-100L-2S-5/4" |  | 0205-0941 | 1175
|  | LB60-110L-2S-1" |  | 0205-0927 | 1210 | LB60-110L-2S-5/4" |  | 0205-0942 | 1265
|  | LB60-120L-2S-1" |  | 0205-0928 | 1300 | LB60-120L-2S-5/4" |  | 0205-0943 | 1355
|  | LB60-130L-2S-1" |  | 0205-0929 | 1390 | LB60-130L-2S-5/4" |  | 0205-0944 | 1445
|  | LB60-140L-2S-1" |  | 0205-0930 | 1480 | LB60-140L-2S-5/4" |  | 0205-0945 | 1535
|  | LB60-150L-2S-1" |  | 0205-0931 | 1570 | LB60-150L-2S-5/4" |  | 0205-0946 | 1625
|  | TYPE | CONNECTION | CODE | EUR | [5 empty] | TYPE | CONNECTION | CODE | EUR |  |  |  | LM110
|  | 1-PASS | [8 empty] | 1-PASS
| LM110 | LM110-20-2" | 4 x 2" | 0209-0002 | 710 |  |  |  |  | LM110-H | LM110-20H-2" | 4 x 2" | 0209-0060 | 710
|  | LM110-30-2" |  | 0209-0003 | 880 | [5 empty] | LM110-30H-2" |  | 0209-0061 | 880
|  | LM110-40-2" |  | 0209-0004 | 1050 | [5 empty] | LM110-40H-2" |  | 0209-0062 | 1050
|  | LM110-50-2" |  | 0209-0005 | 1225 | [5 empty] | LM110-50H-2" |  | 0209-0063 | 1225
|  | LM110-60-2" |  | 0209-0006 | 1395 | [5 empty] | LM110-60H-2" |  | 0209-0064 | 1395
|  | LM110-70-2" |  | 0209-0007 | 1565 | [5 empty] | LM110-70H-2" |  | 0209-0065 | 1565
|  | LM110-80-2" |  | 0209-0008 | 1735 | [5 empty] | LM110-80H-2" |  | 0209-0066 | 1735
|  | LM110-90-2" |  | 0209-0009 | 1910 | [5 empty] | LM110-90H-2" |  | 0209-0067 | 1910
|  | LM110-100-2" |  | 0209-0010 | 2080 | [5 empty] | LM110-100H-2" |  | 0209-0068 | 2080
|  | LM110-110-2" |  | 0209-0011 | 2250 | [5 empty] | LM110-110H-2" |  | 0209-0069 | 2250
|  | LM110-120-2" |  | 0209-0012 | 2420 | [5 empty] | LM110-120H-2" |  | 0209-0070 | 2420
|  | LM110-130-2" |  | 0209-0013 | 2595 | [5 empty] | LM110-130H-2" |  | 0209-0071 | 2595
|  | LM110-140-2" |  | 0209-0014 | 2765 | [5 empty] | LM110-140H-2" |  | 0209-0072 | 2765
|  | LM110-150-2" |  | 0209-0015 | 2935 | [5 empty] | LM110-150H-2" |  | 0209-0073 | 2935
|  | LM110-160-2" |  | 0209-0016 | 3110 | [5 empty] | LM110-160H-2" |  | 0209-0074 | 3110
|  | LM110-170-2" |  | 0209-0017 | 3280 | [5 empty] | LM110-170H-2" |  | 0209-0075 | 3280
|  | LM110-180-2" |  | 0209-0018 | 3450 | [5 empty] | LM110-180H-2" |  | 0209-0076 | 3450
|  | LM110-190-2" |  | 0209-0019 | 3620 | [5 empty] | LM110-190H-2" |  | 0209-0077 | 3620
|  | LM110-200-2" |  | 0209-0020 | 3795 | [5 empty] | LM110-200H-2" |  | 0209-0078 | 3795
| LM110 | 2-PASS WITH 4 CONNECTIONS | [7 empty] | LM110-H | 2-PASS WITH 4 CONNECTIONS
|  | LM110-20-2-2" | 4 x 2" | 0209-0021 | 775 | [5 empty] | LM110-20H-2-2" | 4 x 2" | 0209-0079 | 775
|  | LM110-30-2-2" |  | 0209-0022 | 950 | [5 empty] | LM110-30H-2-2" |  | 0209-0080 | 950
|  | LM110-40-2-2" |  | 0209-0023 | 1120 | [5 empty] | LM110-40H-2-2" |  | 0209-0081 | 1120
|  | LM110-50-2-2" |  | 0209-0024 | 1290 | [5 empty] | LM110-50H-2-2" |  | 0209-0082 | 1290
|  | LM110-60-2-2" |  | 0209-0025 | 1460 | [5 empty] | LM110-60H-2-2" |  | 0209-0083 | 1460
|  | LM110-70-2-2" |  | 0209-0026 | 1635 | [5 empty] | LM110-70H-2-2" |  | 0209-0084 | 1635
|  | LM110-80-2-2" |  | 0209-0027 | 1805 | [5 empty] | LM110-80H-2-2" |  | 0209-0085 | 1805
|  | LM110-90-2-2" |  | 0209-0028 | 1975 | [5 empty] | LM110-90H-2-2" |  | 0209-0086 | 1975
|  | LM110-100-2-2" |  | 0209-0029 | 2145 | [5 empty] | LM110-100H-2-2" |  | 0209-0087 | 2145
|  | LM110-110-2-2" |  | 0209-0030 | 2320 | [5 empty] | LM110-110H-2-2" |  | 0209-0088 | 2320
|  | LM110-120-2-2" |  | 0209-0031 | 2490 | [5 empty] | LM110-120H-2-2" |  | 0209-0089 | 2490
|  | LM110-130-2-2" |  | 0209-0032 | 2660 | [5 empty] | LM110-130H-2-2" |  | 0209-0090 | 2660
|  | LM110-140-2-2" |  | 0209-0033 | 2830 | [5 empty] | LM110-140H-2-2" |  | 0209-0091 | 2830
|  | LM110-150-2-2" |  | 0209-0034 | 3005 | [5 empty] | LM110-150H-2-2" |  | 0209-0092 | 3005
|  | LM110-160-2-2" |  | 0209-0035 | 3175 | [5 empty] | LM110-160H-2-2" |  | 0209-0093 | 3175
|  | LM110-170-2-2" |  | 0209-0036 | 3345 | [5 empty] | LM110-170H-2-2" |  | 0209-0094 | 3345
|  | LM110-180-2-2" |  | 0209-0037 | 3520 | [5 empty] | LM110-180H-2-2" |  | 0209-0095 | 3520
|  | LM110-190-2-2" |  | 0209-0038 | 3690 | [5 empty] | LM110-190H-2-2" |  | 0209-0096 | 3690
|  | LM110-200-2-2" |  | 0209-0039 | 3860 | [5 empty] | LM110-200H-2-2" |  | 0209-0097 | 3860
| LM110 | 2-PASS WITH 6 CONNECTIONS | [7 empty] | LM110-H | 2-PASS WITH 6 CONNECTIONS
|  | LM110-20-2S-2" | 6 x 2" | 0209-0040 | 845 | [5 empty] | LM110-20H-2S-2" | 6 x 2" | 0209-0098 | 845
|  | LM110-30-2S-2" |  | 0209-0041 | 1020 | [5 empty] | LM110-30H-2S-2" |  | 0209-0099 | 1020
|  | LM110-40-2S-2" |  | 0209-0042 | 1190 | [5 empty] | LM110-40H-2S-2" |  | 0209-0100 | 1190
|  | LM110-50-2S-2" |  | 0209-0043 | 1360 | [5 empty] | LM110-50H-2S-2" |  | 0209-0101 | 1360
|  | LM110-60-2S-2" |  | 0209-0044 | 1535 | [5 empty] | LM110-60H-2S-2" |  | 0209-0102 | 1535
|  | LM110-70-2S-2" |  | 0209-0045 | 1705 | [5 empty] | LM110-70H-2S-2" |  | 0209-0103 | 1705
|  | LM110-80-2S-2" |  | 0209-0046 | 1875 | [5 empty] | LM110-80H-2S-2" |  | 0209-0104 | 1875
|  | LM110-90-2S-2" |  | 0209-0047 | 2045 | [5 empty] | LM110-90H-2S-2" |  | 0209-0105 | 2045
|  | LM110-100-2S-2" |  | 0209-0048 | 2220 | [5 empty] | LM110-100H-2S-2" |  | 0209-0106 | 2220
|  | LM110-110-2S-2" |  | 0209-0049 | 2390 | [5 empty] | LM110-110H-2S-2" |  | 0209-0107 | 2390
|  | LM110-120-2S-2" |  | 0209-0050 | 2560 | [5 empty] | LM110-120H-2S-2" |  | 0209-0108 | 2560
|  | LM110-130-2S-2" |  | 0209-0051 | 2730 | [5 empty] | LM110-130H-2S-2" |  | 0209-0109 | 2730
|  | LM110-140-2S-2" |  | 0209-0052 | 2905 | [5 empty] | LM110-140H-2S-2" |  | 0209-0110 | 2905
|  | LM110-150-2S-2" |  | 0209-0053 | 3075 | [5 empty] | LM110-150H-2S-2" |  | 0209-0111 | 3075
|  | LM110-160-2S-2" |  | 0209-0054 | 3245 | [5 empty] | LM110-160H-2S-2" |  | 0209-0112 | 3245
|  | LM110-170-2S-2" |  | 0209-0055 | 3415 | [5 empty] | LM110-170H-2S-2" |  | 0209-0113 | 3415
|  | LM110-180-2S-2" |  | 0209-0056 | 3590 | [5 empty] | LM110-180H-2S-2" |  | 0209-0114 | 3590
|  | LM110-190-2S-2" |  | 0209-0057 | 3760 | [5 empty] | LM110-190H-2S-2" |  | 0209-0115 | 3760
|  | LM110-200-2S-2" |  | 0209-0058 | 3930 | [5 empty] | LM110-200H-2S-2" |  | 0209-0116 | 3930
LC110
|  | TYPE | CONNECTION | CODE | EUR | TYPE | CONNECTION | CODE | EUR |  | TYPE | CONNECTION | CODE | EUR | TYPE | CONNECTION | CODE | EUR
|  | 1-PASS |  |  |  | 1-PASS |  |  |  |  | 1-PASS |  |  |  | 1-PASS
| LC110 | LC110-20-2" | 4 x 2" | 0206-0272 | 710 | LC110-20-2,5" | 4 x 2,5" | 0206-1112 | 780 | LC110 | LC110-20-DN50.CS | 4 x DN50 FLANGE .CS | 0206-1464 | 895 | LC110-20-DN50.SS | 4 x DN50 FLANGE .SS | 0206-1483 | 1455
|  | LC110-30-2" |  | 0206-0273 | 880 | LC110-30-2,5" |  | 0206-1113 | 950 |  | LC110-30-DN50.CS |  | 0206-1465 | 1065 | LC110-30-DN50.SS |  | 0206-1484 | 1625
|  | LC110-40-2" |  | 0206-0274 | 1050 | LC110-40-2,5" |  | 0206-1114 | 1120 |  | LC110-40-DN50.CS |  | 0206-1466 | 1235 | LC110-40-DN50.SS |  | 0206-1485 | 1795
|  | LC110-50-2" |  | 0206-0275 | 1225 | LC110-50-2,5" |  | 0206-1115 | 1295 |  | LC110-50-DN50.CS |  | 0206-1467 | 1410 | LC110-50-DN50.SS |  | 0206-1486 | 1970
|  | LC110-60-2" |  | 0206-0276 | 1395 | LC110-60-2,5" |  | 0206-1116 | 1465 |  | LC110-60-DN50.CS |  | 0206-1468 | 1580 | LC110-60-DN50.SS |  | 0206-1487 | 2140
|  | LC110-70-2" |  | 0206-0277 | 1565 | LC110-70-2,5" |  | 0206-1117 | 1635 |  | LC110-70-DN50.CS |  | 0206-1469 | 1750 | LC110-70-DN50.SS |  | 0206-1488 | 2310
|  | LC110-80-2" |  | 0206-0278 | 1735 | LC110-80-2,5" |  | 0206-1118 | 1805 |  | LC110-80-DN50.CS |  | 0206-1470 | 1920 | LC110-80-DN50.SS |  | 0206-1489 | 2480
|  | LC110-90-2" |  | 0206-0279 | 1910 | LC110-90-2,5" |  | 0206-0954 | 1980 |  | LC110-90-DN50.CS |  | 0206-1471 | 2095 | LC110-90-DN50.SS |  | 0206-1490 | 2655
|  | LC110-100-2" |  | 0206-0280 | 2080 | LC110-100-2,5" |  | 0206-1119 | 2150 |  | LC110-100-DN50.CS |  | 0206-1472 | 2265 | LC110-100-DN50.SS |  | 0206-1491 | 2825
|  | LC110-110-2" |  | 0206-0281 | 2250 | LC110-110-2,5" |  | 0206-1120 | 2320 |  | LC110-110-DN50.CS |  | 0206-1473 | 2435 | LC110-110-DN50.SS |  | 0206-1492 | 2995
|  | LC110-120-2" |  | 0206-0282 | 2420 | LC110-120-2,5" |  | 0206-1121 | 2490 |  | LC110-120-DN50.CS |  | 0206-1474 | 2605 | LC110-120-DN50.SS |  | 0206-1493 | 3165
|  | LC110-130-2" |  | 0206-0283 | 2595 | LC110-130-2,5" |  | 0206-1122 | 2665 |  | LC110-130-DN50.CS |  | 0206-1475 | 2780 | LC110-130-DN50.SS |  | 0206-1494 | 3340
|  | LC110-140-2" |  | 0206-0284 | 2765 | LC110-140-2,5" |  | 0206-1123 | 2835 |  | LC110-140-DN50.CS |  | 0206-1476 | 2950 | LC110-140-DN50.SS |  | 0206-1495 | 3510
|  | LC110-150-2" |  | 0206-0285 | 2935 | LC110-150-2,5" |  | 0206-1124 | 3005 |  | LC110-150-DN50.CS |  | 0206-1477 | 3120 | LC110-150-DN50.SS |  | 0206-1496 | 3680
|  | LC110-160-2" |  | 0206-0286 | 3110 | LC110-160-2,5" |  | 0206-1125 | 3180 |  | LC110-160-DN50.CS |  | 0206-1478 | 3295 | LC110-160-DN50.SS |  | 0206-1497 | 3855
|  | LC110-170-2" |  | 0206-0287 | 3280 | LC110-170-2,5" |  | 0206-1126 | 3350 |  | LC110-170-DN50.CS |  | 0206-1479 | 3465 | LC110-170-DN50.SS |  | 0206-1498 | 4025
|  | LC110-180-2" |  | 0206-0288 | 3450 | LC110-180-2,5" |  | 0206-1127 | 3520 |  | LC110-180-DN50.CS |  | 0206-1480 | 3635 | LC110-180-DN50.SS |  | 0206-1499 | 4195
|  | LC110-190-2" |  | 0206-1022 | 3620 | LC110-190-2,5" |  | 0206-1128 | 3690 |  | LC110-190-DN50.CS |  | 0206-1481 | 3805 | LC110-190-DN50.SS |  | 0206-1500 | 4365
|  | LC110-200-2" |  | 0206-1023 | 3795 | LC110-200-2,5" |  | 0206-1129 | 3865 |  | LC110-200-DN50.CS |  | 0206-1482 | 3980 | LC110-200-DN50.SS |  | 0206-1501 | 4540
| LC110 | 2-PASS WITH 4 CONNECTIONS |  |  |  | 2-PASS WITH 4 CONNECTIONS |  |  |  | LC110 | 2-PASS WITH 4 CONNECTIONS |  |  |  | 2-PASS WITH 4 CONNECTIONS
|  | LC110-20-2-2" | 4 x 2" | 0206-1168 | 775 | LC110-20-2-2,5" | 4 x 2,5" | 0206-1149 | 845 |  | LC110-20-2-DN50.CS | 4 x DN50 FLANGE .CS | 0206-1502 | 960 | LC110-20-2-DN50.SS | 4 x DN50 FLANGE .SS | 0206-1521 | 1520
|  | LC110-30-2-2" |  | 0206-1169 | 950 | LC110-30-2-2,5" |  | 0206-1150 | 1020 |  | LC110-30-2-DN50.CS |  | 0206-1503 | 1135 | LC110-30-2-DN50.SS |  | 0206-1522 | 1695
|  | LC110-40-2-2" |  | 0206-1170 | 1120 | LC110-40-2-2,5" |  | 0206-1151 | 1190 |  | LC110-40-2-DN50.CS |  | 0206-1504 | 1305 | LC110-40-2-DN50.SS |  | 0206-1523 | 1865
|  | LC110-50-2-2" |  | 0206-1171 | 1290 | LC110-50-2-2,5" |  | 0206-1152 | 1360 |  | LC110-50-2-DN50.CS |  | 0206-1505 | 1475 | LC110-50-2-DN50.SS |  | 0206-1524 | 2035
|  | LC110-60-2-2" |  | 0206-1172 | 1460 | LC110-60-2-2,5" |  | 0206-1153 | 1530 |  | LC110-60-2-DN50.CS |  | 0206-1506 | 1645 | LC110-60-2-DN50.SS |  | 0206-1525 | 2205
|  | LC110-70-2-2" |  | 0206-1173 | 1635 | LC110-70-2-2,5" |  | 0206-1154 | 1705 |  | LC110-70-2-DN50.CS |  | 0206-1507 | 1820 | LC110-70-2-DN50.SS |  | 0206-1526 | 2380
|  | LC110-80-2-2" |  | 0206-1174 | 1805 | LC110-80-2-2,5" |  | 0206-1155 | 1875 |  | LC110-80-2-DN50.CS |  | 0206-1508 | 1990 | LC110-80-2-DN50.SS |  | 0206-1527 | 2550
|  | LC110-90-2-2" |  | 0206-1175 | 1975 | LC110-90-2-2,5" |  | 0206-1156 | 2045 |  | LC110-90-2-DN50.CS |  | 0206-1509 | 2160 | LC110-90-2-DN50.SS |  | 0206-1528 | 2720
|  | LC110-100-2-2" |  | 0206-1176 | 2145 | LC110-100-2-2,5" |  | 0206-1157 | 2215 |  | LC110-100-2-DN50.CS |  | 0206-1510 | 2330 | LC110-100-2-DN50.SS |  | 0206-1529 | 2890
|  | LC110-110-2-2" |  | 0206-1177 | 2320 | LC110-110-2-2,5" |  | 0206-1158 | 2390 |  | LC110-110-2-DN50.CS |  | 0206-1511 | 2505 | LC110-110-2-DN50.SS |  | 0206-1530 | 3065
|  | LC110-120-2-2" |  | 0206-1178 | 2490 | LC110-120-2-2,5" |  | 0206-1159 | 2560 |  | LC110-120-2-DN50.CS |  | 0206-1512 | 2675 | LC110-120-2-DN50.SS |  | 0206-1531 | 3235
|  | LC110-130-2-2" |  | 0206-1179 | 2660 | LC110-130-2-2,5" |  | 0206-1160 | 2730 |  | LC110-130-2-DN50.CS |  | 0206-1513 | 2845 | LC110-130-2-DN50.SS |  | 0206-1532 | 3405
|  | LC110-140-2-2" |  | 0206-1180 | 2830 | LC110-140-2-2,5" |  | 0206-1161 | 2900 |  | LC110-140-2-DN50.CS |  | 0206-1514 | 3015 | LC110-140-2-DN50.SS |  | 0206-1533 | 3575
|  | LC110-150-2-2" |  | 0206-1181 | 3005 | LC110-150-2-2,5" |  | 0206-1162 | 3075 |  | LC110-150-2-DN50.CS |  | 0206-1515 | 3190 | LC110-150-2-DN50.SS |  | 0206-1534 | 3750
|  | LC110-160-2-2" |  | 0206-1182 | 3175 | LC110-160-2-2,5" |  | 0206-1163 | 3245 |  | LC110-160-2-DN50.CS |  | 0206-1516 | 3360 | LC110-160-2-DN50.SS |  | 0206-1535 | 3920
|  | LC110-170-2-2" |  | 0206-1183 | 3345 | LC110-170-2-2,5" |  | 0206-1164 | 3415 |  | LC110-170-2-DN50.CS |  | 0206-1517 | 3530 | LC110-170-2-DN50.SS |  | 0206-1536 | 4090
|  | LC110-180-2-2" |  | 0206-1184 | 3520 | LC110-180-2-2,5" |  | 0206-1165 | 3590 |  | LC110-180-2-DN50.CS |  | 0206-1518 | 3705 | LC110-180-2-DN50.SS |  | 0206-1537 | 4265
|  | LC110-190-2-2" |  | 0206-1185 | 3690 | LC110-190-2-2,5" |  | 0206-1166 | 3760 |  | LC110-190-2-DN50.CS |  | 0206-1519 | 3875 | LC110-190-2-DN50.SS |  | 0206-1538 | 4435
|  | LC110-200-2-2" |  | 0206-1186 | 3860 | LC110-200-2-2,5" |  | 0206-1167 | 3930 |  | LC110-200-2-DN50.CS |  | 0206-1520 | 4045 | LC110-200-2-DN50.SS |  | 0206-1539 | 4605
| LC110 | 2-PASS WITH 6 CONNECTIONS |  |  |  | 2-PASS WITH 6 CONNECTIONS |  |  |  | LC110 | 2-PASS WITH 6 CONNECTIONS |  |  |  | 2-PASS WITH 6 CONNECTIONS
|  | LC110-20-2S-2" | 6 x 2" | 0206-0290 | 845 | LC110-20-2S-2,5" | 6 x 2,5" | 0206-1130 | 945 |  | LC110-20-2S-DN50.CS | 6 x DN50 FLANGE .CS | 0206-1540 | 1120 | LC110-20-2S-DN50.SS | 6 x DN50 FLANGE .SS | 0206-1559 | 1965
|  | LC110-30-2S-2" |  | 0206-0291 | 1020 | LC110-30-2S-2,5" |  | 0206-1131 | 1120 |  | LC110-30-2S-DN50.CS |  | 0206-1541 | 1295 | LC110-30-2S-DN50.SS |  | 0206-1560 | 2140
|  | LC110-40-2S-2" |  | 0206-0292 | 1190 | LC110-40-2S-2,5" |  | 0206-1132 | 1290 |  | LC110-40-2S-DN50.CS |  | 0206-1542 | 1465 | LC110-40-2S-DN50.SS |  | 0206-1561 | 2310
|  | LC110-50-2S-2" |  | 0206-0293 | 1360 | LC110-50-2S-2,5" |  | 0206-1133 | 1460 |  | LC110-50-2S-DN50.CS |  | 0206-1543 | 1635 | LC110-50-2S-DN50.SS |  | 0206-1562 | 2480
|  | LC110-60-2S-2" |  | 0206-0294 | 1535 | LC110-60-2S-2,5" |  | 0206-1134 | 1635 |  | LC110-60-2S-DN50.CS |  | 0206-1544 | 1810 | LC110-60-2S-DN50.SS |  | 0206-1563 | 2655
|  | LC110-70-2S-2" |  | 0206-0295 | 1705 | LC110-70-2S-2,5" |  | 0206-1135 | 1805 |  | LC110-70-2S-DN50.CS |  | 0206-1545 | 1980 | LC110-70-2S-DN50.SS |  | 0206-1564 | 2825
|  | LC110-80-2S-2" |  | 0206-0296 | 1875 | LC110-80-2S-2,5" |  | 0206-1136 | 1975 |  | LC110-80-2S-DN50.CS |  | 0206-1546 | 2150 | LC110-80-2S-DN50.SS |  | 0206-1565 | 2995
|  | LC110-90-2S-2" |  | 0206-0297 | 2045 | LC110-90-2S-2,5" |  | 0206-1137 | 2145 |  | LC110-90-2S-DN50.CS |  | 0206-1547 | 2320 | LC110-90-2S-DN50.SS |  | 0206-1566 | 3165
|  | LC110-100-2S-2" |  | 0206-0298 | 2220 | LC110-100-2S-2,5" |  | 0206-1138 | 2320 |  | LC110-100-2S-DN50.CS |  | 0206-1548 | 2495 | LC110-100-2S-DN50.SS |  | 0206-1567 | 3340
|  | LC110-110-2S-2" |  | 0206-0299 | 2390 | LC110-110-2S-2,5" |  | 0206-1139 | 2490 |  | LC110-110-2S-DN50.CS |  | 0206-1549 | 2665 | LC110-110-2S-DN50.SS |  | 0206-1568 | 3510
|  | LC110-120-2S-2" |  | 0206-0300 | 2560 | LC110-120-2S-2,5" |  | 0206-1140 | 2660 |  | LC110-120-2S-DN50.CS |  | 0206-1550 | 2835 | LC110-120-2S-DN50.SS |  | 0206-1569 | 3680
|  | LC110-130-2S-2" |  | 0206-0301 | 2730 | LC110-130-2S-2,5" |  | 0206-1141 | 2830 |  | LC110-130-2S-DN50.CS |  | 0206-1551 | 3005 | LC110-130-2S-DN50.SS |  | 0206-1570 | 3850
|  | LC110-140-2S-2" |  | 0206-0302 | 2905 | LC110-140-2S-2,5" |  | 0206-1142 | 3005 |  | LC110-140-2S-DN50.CS |  | 0206-1552 | 3180 | LC110-140-2S-DN50.SS |  | 0206-1571 | 4025
|  | LC110-150-2S-2" |  | 0206-0303 | 3075 | LC110-150-2S-2,5" |  | 0206-1143 | 3175 |  | LC110-150-2S-DN50.CS |  | 0206-1553 | 3350 | LC110-150-2S-DN50.SS |  | 0206-1572 | 4195
|  | LC110-160-2S-2" |  | 0206-0304 | 3245 | LC110-160-2S-2,5" |  | 0206-1144 | 3345 |  | LC110-160-2S-DN50.CS |  | 0206-1554 | 3520 | LC110-160-2S-DN50.SS |  | 0206-1573 | 4365
|  | LC110-170-2S-2" |  | 0206-0305 | 3415 | LC110-170-2S-2,5" |  | 0206-1145 | 3515 |  | LC110-170-2S-DN50.CS |  | 0206-1555 | 3690 | LC110-170-2S-DN50.SS |  | 0206-1574 | 4535
|  | LC110-180-2S-2" |  | 0206-0306 | 3590 | LC110-180-2S-2,5" |  | 0206-1146 | 3690 |  | LC110-180-2S-DN50.CS |  | 0206-1556 | 3865 | LC110-180-2S-DN50.SS |  | 0206-1575 | 4710
|  | LC110-190-2S-2" |  | 0206-1024 | 3760 | LC110-190-2S-2,5" |  | 0206-1147 | 3860 |  | LC110-190-2S-DN50.CS |  | 0206-1557 | 4035 | LC110-190-2S-DN50.SS |  | 0206-1576 | 4880
|  | LC110-200-2S-2" |  | 0206-1025 | 3930 | LC110-200-2S-2,5" |  | 0206-1148 | 4030 |  | LC110-200-2S-DN50.CS |  | 0206-1558 | 4205 | LC110-200-2S-DN50.SS |  | 0206-1577 | 5050
LC110-L
|  | TYPE | CONNECTION | CODE | EUR | TYPE | CONNECTION | CODE | EUR |  | TYPE | CONNECTION | CODE | EUR | TYPE | CONNECTION | CODE | EUR
|  | 1-PASS |  |  |  | 1-PASS |  |  |  |  | 1-PASS |  |  |  | 1-PASS
| LC110-L | LC110-20L-2" | 4 x 2" | 0206-1817 | 710 | LC110-20L-2,5" | 4 x 2,5" | 0206-1836 | 780 | LC110-L | LC110-20L-DN50.CS | 4 x DN50 FLANGE .CS | 0206-1855 | 895 | LC110-20L-DN50.SS | 4 x DN50 FLANGE .SS | 0206-1874 | 1455
|  | LC110-30L-2" |  | 0206-1818 | 880 | LC110-30L-2,5" |  | 0206-1837 | 950 |  | LC110-30L-DN50.CS |  | 0206-1856 | 1065 | LC110-30L-DN50.SS |  | 0206-1875 | 1625
|  | LC110-40L-2" |  | 0206-1819 | 1050 | LC110-40L-2,5" |  | 0206-1838 | 1120 |  | LC110-40L-DN50.CS |  | 0206-1857 | 1235 | LC110-40L-DN50.SS |  | 0206-1876 | 1795
|  | LC110-50L-2" |  | 0206-1820 | 1225 | LC110-50L-2,5" |  | 0206-1839 | 1295 |  | LC110-50L-DN50.CS |  | 0206-1858 | 1410 | LC110-50L-DN50.SS |  | 0206-1877 | 1970
|  | LC110-60L-2" |  | 0206-1821 | 1395 | LC110-60L-2,5" |  | 0206-1840 | 1465 |  | LC110-60L-DN50.CS |  | 0206-1859 | 1580 | LC110-60L-DN50.SS |  | 0206-1878 | 2140
|  | LC110-70L-2" |  | 0206-1822 | 1565 | LC110-70L-2,5" |  | 0206-1841 | 1635 |  | LC110-70L-DN50.CS |  | 0206-1860 | 1750 | LC110-70L-DN50.SS |  | 0206-1879 | 2310
|  | LC110-80L-2" |  | 0206-1823 | 1735 | LC110-80L-2,5" |  | 0206-1842 | 1805 |  | LC110-80L-DN50.CS |  | 0206-1861 | 1920 | LC110-80L-DN50.SS |  | 0206-1880 | 2480
|  | LC110-90L-2" |  | 0206-1824 | 1910 | LC110-90L-2,5" |  | 0206-1843 | 1980 |  | LC110-90L-DN50.CS |  | 0206-1862 | 2095 | LC110-90L-DN50.SS |  | 0206-1881 | 2655
|  | LC110-100L-2" |  | 0206-1825 | 2080 | LC110-100L-2,5" |  | 0206-1844 | 2150 |  | LC110-100L-DN50.CS |  | 0206-1863 | 2265 | LC110-100L-DN50.SS |  | 0206-1882 | 2825
|  | LC110-110L-2" |  | 0206-1826 | 2250 | LC110-110L-2,5" |  | 0206-1845 | 2320 |  | LC110-110L-DN50.CS |  | 0206-1864 | 2435 | LC110-110L-DN50.SS |  | 0206-1883 | 2995
|  | LC110-120L-2" |  | 0206-1827 | 2420 | LC110-120L-2,5" |  | 0206-1846 | 2490 |  | LC110-120L-DN50.CS |  | 0206-1865 | 2605 | LC110-120L-DN50.SS |  | 0206-1884 | 3165
|  | LC110-130L-2" |  | 0206-1828 | 2595 | LC110-130L-2,5" |  | 0206-1847 | 2665 |  | LC110-130L-DN50.CS |  | 0206-1866 | 2780 | LC110-130L-DN50.SS |  | 0206-1885 | 3340
|  | LC110-140L-2" |  | 0206-1829 | 2765 | LC110-140L-2,5" |  | 0206-1848 | 2835 |  | LC110-140L-DN50.CS |  | 0206-1867 | 2950 | LC110-140L-DN50.SS |  | 0206-1886 | 3510
|  | LC110-150L-2" |  | 0206-1830 | 2935 | LC110-150L-2,5" |  | 0206-1849 | 3005 |  | LC110-150L-DN50.CS |  | 0206-1868 | 3120 | LC110-150L-DN50.SS |  | 0206-1887 | 3680
|  | LC110-160L-2" |  | 0206-1831 | 3110 | LC110-160L-2,5" |  | 0206-1850 | 3180 |  | LC110-160L-DN50.CS |  | 0206-1869 | 3295 | LC110-160L-DN50.SS |  | 0206-1888 | 3855
|  | LC110-170L-2" |  | 0206-1832 | 3280 | LC110-170L-2,5" |  | 0206-1851 | 3350 |  | LC110-170L-DN50.CS |  | 0206-1870 | 3465 | LC110-170L-DN50.SS |  | 0206-1889 | 4025
|  | LC110-180L-2" |  | 0206-1833 | 3450 | LC110-180L-2,5" |  | 0206-1852 | 3520 |  | LC110-180L-DN50.CS |  | 0206-1871 | 3635 | LC110-180L-DN50.SS |  | 0206-1890 | 4195
|  | LC110-190L-2" |  | 0206-1834 | 3620 | LC110-190L-2,5" |  | 0206-1853 | 3690 |  | LC110-190L-DN50.CS |  | 0206-1872 | 3805 | LC110-190L-DN50.SS |  | 0206-1891 | 4365
|  | LC110-200L-2" |  | 0206-1835 | 3795 | LC110-200L-2,5" |  | 0206-1854 | 3865 |  | LC110-200L-DN50.CS |  | 0206-1873 | 3980 | LC110-200L-DN50.SS |  | 0206-1892 | 4540
| LC110-L | 2-PASS WITH 4 CONNECTIONS |  |  |  | 2-PASS WITH 4 CONNECTIONS |  |  |  | LC110-L | 2-PASS WITH 4 CONNECTIONS |  |  |  | 2-PASS WITH 4 CONNECTIONS
|  | LC110-20L-2-2" | 4 x 2" | 0206-1969 | 775 | LC110-20L-2-2,5" | 4 x 2,5" | 0206-1988 | 845 |  | LC110-20L-2-DN50.CS | 4 x DN50 FLANGE .CS | 0206-2007 | 960 | LC110-20L-2-DN50.SS | 4 x DN50 FLANGE .SS | 0206-2026 | 1520
|  | LC110-30L-2-2" |  | 0206-1970 | 950 | LC110-30L-2-2,5" |  | 0206-1989 | 1020 |  | LC110-30L-2-DN50.CS |  | 0206-2008 | 1135 | LC110-30L-2-DN50.SS |  | 0206-2027 | 1695
|  | LC110-40L-2-2" |  | 0206-1971 | 1120 | LC110-40L-2-2,5" |  | 0206-1990 | 1190 |  | LC110-40L-2-DN50.CS |  | 0206-2009 | 1305 | LC110-40L-2-DN50.SS |  | 0206-2028 | 1865
|  | LC110-50L-2-2" |  | 0206-1972 | 1290 | LC110-50L-2-2,5" |  | 0206-1991 | 1360 |  | LC110-50L-2-DN50.CS |  | 0206-2010 | 1475 | LC110-50L-2-DN50.SS |  | 0206-2029 | 2035
|  | LC110-60L-2-2" |  | 0206-1973 | 1460 | LC110-60L-2-2,5" |  | 0206-1992 | 1530 |  | LC110-60L-2-DN50.CS |  | 0206-2011 | 1645 | LC110-60L-2-DN50.SS |  | 0206-2030 | 2205
|  | LC110-70L-2-2" |  | 0206-1974 | 1635 | LC110-70L-2-2,5" |  | 0206-1993 | 1705 |  | LC110-70L-2-DN50.CS |  | 0206-2012 | 1820 | LC110-70L-2-DN50.SS |  | 0206-2031 | 2380
|  | LC110-80L-2-2" |  | 0206-1975 | 1805 | LC110-80L-2-2,5" |  | 0206-1994 | 1875 |  | LC110-80L-2-DN50.CS |  | 0206-2013 | 1990 | LC110-80L-2-DN50.SS |  | 0206-2032 | 2550
|  | LC110-90L-2-2" |  | 0206-1976 | 1975 | LC110-90L-2-2,5" |  | 0206-1995 | 2045 |  | LC110-90L-2-DN50.CS |  | 0206-2014 | 2160 | LC110-90L-2-DN50.SS |  | 0206-2033 | 2720
|  | LC110-100L-2-2" |  | 0206-1977 | 2145 | LC110-100L-2-2,5" |  | 0206-1996 | 2215 |  | LC110-100L-2-DN50.CS |  | 0206-2015 | 2330 | LC110-100L-2-DN50.SS |  | 0206-2034 | 2890
|  | LC110-110L-2-2" |  | 0206-1978 | 2320 | LC110-110L-2-2,5" |  | 0206-1997 | 2390 |  | LC110-110L-2-DN50.CS |  | 0206-2016 | 2505 | LC110-110L-2-DN50.SS |  | 0206-2035 | 3065
|  | LC110-120L-2-2" |  | 0206-1979 | 2490 | LC110-120L-2-2,5" |  | 0206-1998 | 2560 |  | LC110-120L-2-DN50.CS |  | 0206-2017 | 2675 | LC110-120L-2-DN50.SS |  | 0206-2036 | 3235
|  | LC110-130L-2-2" |  | 0206-1980 | 2660 | LC110-130L-2-2,5" |  | 0206-1999 | 2730 |  | LC110-130L-2-DN50.CS |  | 0206-2018 | 2845 | LC110-130L-2-DN50.SS |  | 0206-2037 | 3405
|  | LC110-140L-2-2" |  | 0206-1981 | 2830 | LC110-140L-2-2,5" |  | 0206-2000 | 2900 |  | LC110-140L-2-DN50.CS |  | 0206-2019 | 3015 | LC110-140L-2-DN50.SS |  | 0206-2038 | 3575
|  | LC110-150L-2-2" |  | 0206-1982 | 3005 | LC110-150L-2-2,5" |  | 0206-2001 | 3075 |  | LC110-150L-2-DN50.CS |  | 0206-2020 | 3190 | LC110-150L-2-DN50.SS |  | 0206-2039 | 3750
|  | LC110-160L-2-2" |  | 0206-1983 | 3175 | LC110-160L-2-2,5" |  | 0206-2002 | 3245 |  | LC110-160L-2-DN50.CS |  | 0206-2021 | 3360 | LC110-160L-2-DN50.SS |  | 0206-2040 | 3920
|  | LC110-170L-2-2" |  | 0206-1984 | 3345 | LC110-170L-2-2,5" |  | 0206-2003 | 3415 |  | LC110-170L-2-DN50.CS |  | 0206-2022 | 3530 | LC110-170L-2-DN50.SS |  | 0206-2041 | 4090
|  | LC110-180L-2-2" |  | 0206-1985 | 3520 | LC110-180L-2-2,5" |  | 0206-2004 | 3590 |  | LC110-180L-2-DN50.CS |  | 0206-2023 | 3705 | LC110-180L-2-DN50.SS |  | 0206-2042 | 4265
|  | LC110-190L-2-2" |  | 0206-1986 | 3690 | LC110-190L-2-2,5" |  | 0206-2005 | 3760 |  | LC110-190L-2-DN50.CS |  | 0206-2024 | 3875 | LC110-190L-2-DN50.SS |  | 0206-2043 | 4435
|  | LC110-200L-2-2" |  | 0206-1987 | 3860 | LC110-200L-2-2,5" |  | 0206-2006 | 3930 |  | LC110-200L-2-DN50.CS |  | 0206-2025 | 4045 | LC110-200L-2-DN50.SS |  | 0206-2044 | 4605
| LC110-L | 2-PASS WITH 6 CONNECTIONS |  |  |  | 2-PASS WITH 6 CONNECTIONS |  |  |  | LC110-L | 2-PASS WITH 6 CONNECTIONS |  |  |  | 2-PASS WITH 6 CONNECTIONS
|  | LC110-20L-2S-2" | 6 x 2" | 0206-2121 | 845 | LC110-20L-2S-2,5" | 6 x 2,5" | 0206-2140 | 945 |  | LC110-20L-2S-DN50.CS | 6 x DN50 FLANGE .CS | 0206-2159 | 1120 | LC110-20L-2S-DN50.SS | 6 x DN50 FLANGE .SS | 0206-2178 | 1965
|  | LC110-30L-2S-2" |  | 0206-2122 | 1020 | LC110-30L-2S-2,5" |  | 0206-2141 | 1120 |  | LC110-30L-2S-DN50.CS |  | 0206-2160 | 1295 | LC110-30L-2S-DN50.SS |  | 0206-2179 | 2140
|  | LC110-40L-2S-2" |  | 0206-2123 | 1190 | LC110-40L-2S-2,5" |  | 0206-2142 | 1290 |  | LC110-40L-2S-DN50.CS |  | 0206-2161 | 1465 | LC110-40L-2S-DN50.SS |  | 0206-2180 | 2310
|  | LC110-50L-2S-2" |  | 0206-2124 | 1360 | LC110-50L-2S-2,5" |  | 0206-2143 | 1460 |  | LC110-50L-2S-DN50.CS |  | 0206-2162 | 1635 | LC110-50L-2S-DN50.SS |  | 0206-2181 | 2480
|  | LC110-60L-2S-2" |  | 0206-2125 | 1535 | LC110-60L-2S-2,5" |  | 0206-2144 | 1635 |  | LC110-60L-2S-DN50.CS |  | 0206-2163 | 1810 | LC110-60L-2S-DN50.SS |  | 0206-2182 | 2655
|  | LC110-70L-2S-2" |  | 0206-2126 | 1705 | LC110-70L-2S-2,5" |  | 0206-2145 | 1805 |  | LC110-70L-2S-DN50.CS |  | 0206-2164 | 1980 | LC110-70L-2S-DN50.SS |  | 0206-2183 | 2825
|  | LC110-80L-2S-2" |  | 0206-2127 | 1875 | LC110-80L-2S-2,5" |  | 0206-2146 | 1975 |  | LC110-80L-2S-DN50.CS |  | 0206-2165 | 2150 | LC110-80L-2S-DN50.SS |  | 0206-2184 | 2995
|  | LC110-90L-2S-2" |  | 0206-2128 | 2045 | LC110-90L-2S-2,5" |  | 0206-2147 | 2145 |  | LC110-90L-2S-DN50.CS |  | 0206-2166 | 2320 | LC110-90L-2S-DN50.SS |  | 0206-2185 | 3165
|  | LC110-100L-2S-2" |  | 0206-2129 | 2220 | LC110-100L-2S-2,5" |  | 0206-2148 | 2320 |  | LC110-100L-2S-DN50.CS |  | 0206-2167 | 2495 | LC110-100L-2S-DN50.SS |  | 0206-2186 | 3340
|  | LC110-110L-2S-2" |  | 0206-2130 | 2390 | LC110-110L-2S-2,5" |  | 0206-2149 | 2490 |  | LC110-110L-2S-DN50.CS |  | 0206-2168 | 2665 | LC110-110L-2S-DN50.SS |  | 0206-2187 | 3510
|  | LC110-120L-2S-2" |  | 0206-2131 | 2560 | LC110-120L-2S-2,5" |  | 0206-2150 | 2660 |  | LC110-120L-2S-DN50.CS |  | 0206-2169 | 2835 | LC110-120L-2S-DN50.SS |  | 0206-2188 | 3680
|  | LC110-130L-2S-2" |  | 0206-2132 | 2730 | LC110-130L-2S-2,5" |  | 0206-2151 | 2830 |  | LC110-130L-2S-DN50.CS |  | 0206-2170 | 3005 | LC110-130L-2S-DN50.SS |  | 0206-2189 | 3850
|  | LC110-140L-2S-2" |  | 0206-2133 | 2905 | LC110-140L-2S-2,5" |  | 0206-2152 | 3005 |  | LC110-140L-2S-DN50.CS |  | 0206-2171 | 3180 | LC110-140L-2S-DN50.SS |  | 0206-2190 | 4025
|  | LC110-150L-2S-2" |  | 0206-2134 | 3075 | LC110-150L-2S-2,5" |  | 0206-2153 | 3175 |  | LC110-150L-2S-DN50.CS |  | 0206-2172 | 3350 | LC110-150L-2S-DN50.SS |  | 0206-2191 | 4195
|  | LC110-160L-2S-2" |  | 0206-2135 | 3245 | LC110-160L-2S-2,5" |  | 0206-2154 | 3345 |  | LC110-160L-2S-DN50.CS |  | 0206-2173 | 3520 | LC110-160L-2S-DN50.SS |  | 0206-2192 | 4365
|  | LC110-170L-2S-2" |  | 0206-2136 | 3415 | LC110-170L-2S-2,5" |  | 0206-2155 | 3515 |  | LC110-170L-2S-DN50.CS |  | 0206-2174 | 3690 | LC110-170L-2S-DN50.SS |  | 0206-2193 | 4535
|  | LC110-180L-2S-2" |  | 0206-2137 | 3590 | LC110-180L-2S-2,5" |  | 0206-2156 | 3690 |  | LC110-180L-2S-DN50.CS |  | 0206-2175 | 3865 | LC110-180L-2S-DN50.SS |  | 0206-2194 | 4710
|  | LC110-190L-2S-2" |  | 0206-2138 | 3760 | LC110-190L-2S-2,5" |  | 0206-2157 | 3860 |  | LC110-190L-2S-DN50.CS |  | 0206-2176 | 4035 | LC110-190L-2S-DN50.SS |  | 0206-2195 | 4880
|  | LC110-200L-2S-2" |  | 0206-2139 | 3930 | LC110-200L-2S-2,5" |  | 0206-2158 | 4030 |  | LC110-200L-2S-DN50.CS |  | 0206-2177 | 4205 | LC110-200L-2S-DN50.SS |  | 0206-2196 | 5050
LC170
|  | TYPE | CONNECTION | CODE | EUR | TYPE | CONNECTION | CODE | EUR |  | TYPE | CONNECTION | CODE | EUR | TYPE | CONNECTION | CODE | EUR
|  | 1-PASS |  |  |  | 1-PASS |  |  |  |  | 1-PASS |  |  |  | 1-PASS
| LC170 | LC170-20-2" | 4 x 2" | 0207-0272 | 1000 | LC170-20-2,5" | 4 x 2,5" | 0207-0983 | 1070 | LC170 | LC170-20-DN50.CS | 4 x DN50 FLANGE .CS | 0207-1399 | 1185 | LC170-20-DN50.SS | 4 x DN50 FLANGE .SS | 0207-1418 | 1745
|  | LC170-30-2" |  | 0207-0273 | 1260 | LC170-30-2,5" |  | 0207-0984 | 1330 |  | LC170-30-DN50.CS |  | 0207-1400 | 1445 | LC170-30-DN50.SS |  | 0207-1419 | 2005
|  | LC170-40-2" |  | 0207-0274 | 1525 | LC170-40-2,5" |  | 0207-0985 | 1595 |  | LC170-40-DN50.CS |  | 0207-1401 | 1710 | LC170-40-DN50.SS |  | 0207-1420 | 2270
|  | LC170-50-2" |  | 0207-0275 | 1790 | LC170-50-2,5" |  | 0207-0986 | 1860 |  | LC170-50-DN50.CS |  | 0207-1402 | 1975 | LC170-50-DN50.SS |  | 0207-1421 | 2535
|  | LC170-60-2" |  | 0207-0276 | 2055 | LC170-60-2,5" |  | 0207-0987 | 2125 |  | LC170-60-DN50.CS |  | 0207-1403 | 2240 | LC170-60-DN50.SS |  | 0207-1422 | 2800
|  | LC170-70-2" |  | 0207-0277 | 2320 | LC170-70-2,5" |  | 0207-0988 | 2390 |  | LC170-70-DN50.CS |  | 0207-1404 | 2505 | LC170-70-DN50.SS |  | 0207-1423 | 3065
|  | LC170-80-2" |  | 0207-0278 | 2580 | LC170-80-2,5" |  | 0207-0989 | 2650 |  | LC170-80-DN50.CS |  | 0207-1405 | 2765 | LC170-80-DN50.SS |  | 0207-1424 | 3325
|  | LC170-90-2" |  | 0207-0279 | 2845 | LC170-90-2,5" |  | 0207-0990 | 2915 |  | LC170-90-DN50.CS |  | 0207-1406 | 3030 | LC170-90-DN50.SS |  | 0207-1425 | 3590
|  | LC170-100-2" |  | 0207-0280 | 3110 | LC170-100-2,5" |  | 0207-0991 | 3180 |  | LC170-100-DN50.CS |  | 0207-1407 | 3295 | LC170-100-DN50.SS |  | 0207-1426 | 3855
|  | LC170-110-2" |  | 0207-0281 | 3375 | LC170-110-2,5" |  | 0207-0992 | 3445 |  | LC170-110-DN50.CS |  | 0207-1408 | 3560 | LC170-110-DN50.SS |  | 0207-1427 | 4120
|  | LC170-120-2" |  | 0207-0282 | 3640 | LC170-120-2,5" |  | 0207-0993 | 3710 |  | LC170-120-DN50.CS |  | 0207-1409 | 3825 | LC170-120-DN50.SS |  | 0207-1428 | 4385
|  | LC170-130-2" |  | 0207-0283 | 3900 | LC170-130-2,5" |  | 0207-0994 | 3970 |  | LC170-130-DN50.CS |  | 0207-1410 | 4085 | LC170-130-DN50.SS |  | 0207-1429 | 4645
|  | LC170-140-2" |  | 0207-0284 | 4165 | LC170-140-2,5" |  | 0207-0995 | 4235 |  | LC170-140-DN50.CS |  | 0207-1411 | 4350 | LC170-140-DN50.SS |  | 0207-1430 | 4910
|  | LC170-150-2" |  | 0207-0285 | 4430 | LC170-150-2,5" |  | 0207-0996 | 4500 |  | LC170-150-DN50.CS |  | 0207-1412 | 4615 | LC170-150-DN50.SS |  | 0207-1431 | 5175
|  | LC170-160-2" |  | 0207-0286 | 4695 | LC170-160-2,5" |  | 0207-0997 | 4765 |  | LC170-160-DN50.CS |  | 0207-1413 | 4880 | LC170-160-DN50.SS |  | 0207-1432 | 5440
|  | LC170-170-2" |  | 0207-0287 | 4960 | LC170-170-2,5" |  | 0207-0998 | 5030 |  | LC170-170-DN50.CS |  | 0207-1414 | 5145 | LC170-170-DN50.SS |  | 0207-1433 | 5705
|  | LC170-180-2" |  | 0207-0288 | 5220 | LC170-180-2,5" |  | 0207-0999 | 5290 |  | LC170-180-DN50.CS |  | 0207-1415 | 5405 | LC170-180-DN50.SS |  | 0207-1434 | 5965
|  | LC170-190-2" |  | 0207-0955 | 5485 | LC170-190-2,5" |  | 0207-1000 | 5555 |  | LC170-190-DN50.CS |  | 0207-1416 | 5670 | LC170-190-DN50.SS |  | 0207-1435 | 6230
|  | LC170-200-2" |  | 0207-0956 | 5750 | LC170-200-2,5" |  | 0207-1001 | 5820 |  | LC170-200-DN50.CS |  | 0207-1417 | 5935 | LC170-200-DN50.SS |  | 0207-1436 | 6495
| LC170 | 2-PASS WITH 4 CONNECTIONS |  |  |  | 2-PASS WITH 4 CONNECTIONS |  |  |  | LC170 | 2-PASS WITH 4 CONNECTIONS |  |  |  | 2-PASS WITH 4 CONNECTIONS
|  | LC170-20-2-2" | 4 x 2" | 0207-0964 | 1070 | LC170-20-2-2,5" | 4 x 2,5" | 0207-1021 | 1140 |  | LC170-20-2-DN50.CS | 4 x DN50 FLANGE .CS | 0207-1437 | 1255 | LC170-20-2-DN50.SS | 4 x DN50 FLANGE .SS | 0207-1456 | 1815
|  | LC170-30-2-2" |  | 0207-0965 | 1330 | LC170-30-2-2,5" |  | 0207-1022 | 1400 |  | LC170-30-2-DN50.CS |  | 0207-1438 | 1515 | LC170-30-2-DN50.SS |  | 0207-1457 | 2075
|  | LC170-40-2-2" |  | 0207-0966 | 1595 | LC170-40-2-2,5" |  | 0207-1023 | 1665 |  | LC170-40-2-DN50.CS |  | 0207-1439 | 1780 | LC170-40-2-DN50.SS |  | 0207-1458 | 2340
|  | LC170-50-2-2" |  | 0207-0967 | 1860 | LC170-50-2-2,5" |  | 0207-1024 | 1930 |  | LC170-50-2-DN50.CS |  | 0207-1440 | 2045 | LC170-50-2-DN50.SS |  | 0207-1459 | 2605
|  | LC170-60-2-2" |  | 0207-0968 | 2125 | LC170-60-2-2,5" |  | 0207-1025 | 2195 |  | LC170-60-2-DN50.CS |  | 0207-1441 | 2310 | LC170-60-2-DN50.SS |  | 0207-1460 | 2870
|  | LC170-70-2-2" |  | 0207-0969 | 2390 | LC170-70-2-2,5" |  | 0207-1026 | 2460 |  | LC170-70-2-DN50.CS |  | 0207-1442 | 2575 | LC170-70-2-DN50.SS |  | 0207-1461 | 3135
|  | LC170-80-2-2" |  | 0207-0970 | 2650 | LC170-80-2-2,5" |  | 0207-1027 | 2720 |  | LC170-80-2-DN50.CS |  | 0207-1443 | 2835 | LC170-80-2-DN50.SS |  | 0207-1462 | 3395
|  | LC170-90-2-2" |  | 0207-0971 | 2915 | LC170-90-2-2,5" |  | 0207-1028 | 2985 |  | LC170-90-2-DN50.CS |  | 0207-1444 | 3100 | LC170-90-2-DN50.SS |  | 0207-1463 | 3660
|  | LC170-100-2-2" |  | 0207-0972 | 3180 | LC170-100-2-2,5" |  | 0207-1029 | 3250 |  | LC170-100-2-DN50.CS |  | 0207-1445 | 3365 | LC170-100-2-DN50.SS |  | 0207-1464 | 3925
|  | LC170-110-2-2" |  | 0207-0973 | 3445 | LC170-110-2-2,5" |  | 0207-1030 | 3515 |  | LC170-110-2-DN50.CS |  | 0207-1446 | 3630 | LC170-110-2-DN50.SS |  | 0207-1465 | 4190
|  | LC170-120-2-2" |  | 0207-0974 | 3710 | LC170-120-2-2,5" |  | 0207-1031 | 3780 |  | LC170-120-2-DN50.CS |  | 0207-1447 | 3895 | LC170-120-2-DN50.SS |  | 0207-1466 | 4455
|  | LC170-130-2-2" |  | 0207-0975 | 3970 | LC170-130-2-2,5" |  | 0207-1032 | 4040 |  | LC170-130-2-DN50.CS |  | 0207-1448 | 4155 | LC170-130-2-DN50.SS |  | 0207-1467 | 4715
|  | LC170-140-2-2" |  | 0207-0976 | 4235 | LC170-140-2-2,5" |  | 0207-1033 | 4305 |  | LC170-140-2-DN50.CS |  | 0207-1449 | 4420 | LC170-140-2-DN50.SS |  | 0207-1468 | 4980
|  | LC170-150-2-2" |  | 0207-0977 | 4500 | LC170-150-2-2,5" |  | 0207-1034 | 4570 |  | LC170-150-2-DN50.CS |  | 0207-1450 | 4685 | LC170-150-2-DN50.SS |  | 0207-1469 | 5245
|  | LC170-160-2-2" |  | 0207-0978 | 4765 | LC170-160-2-2,5" |  | 0207-1035 | 4835 |  | LC170-160-2-DN50.CS |  | 0207-1451 | 4950 | LC170-160-2-DN50.SS |  | 0207-1470 | 5510
|  | LC170-170-2-2" |  | 0207-0979 | 5030 | LC170-170-2-2,5" |  | 0207-1036 | 5100 |  | LC170-170-2-DN50.CS |  | 0207-1452 | 5215 | LC170-170-2-DN50.SS |  | 0207-1471 | 5775
|  | LC170-180-2-2" |  | 0207-0980 | 5290 | LC170-180-2-2,5" |  | 0207-1037 | 5360 |  | LC170-180-2-DN50.CS |  | 0207-1453 | 5475 | LC170-180-2-DN50.SS |  | 0207-1472 | 6035
|  | LC170-190-2-2" |  | 0207-0981 | 5555 | LC170-190-2-2,5" |  | 0207-1038 | 5625 |  | LC170-190-2-DN50.CS |  | 0207-1454 | 5740 | LC170-190-2-DN50.SS |  | 0207-1473 | 6300
|  | LC170-200-2-2" |  | 0207-0982 | 5820 | LC170-200-2-2,5" |  | 0207-1039 | 5890 |  | LC170-200-2-DN50.CS |  | 0207-1455 | 6005 | LC170-200-2-DN50.SS |  | 0207-1474 | 6565
| LC170 | 2-PASS WITH 6 CONNECTIONS |  |  |  | 2-PASS WITH 6 CONNECTIONS |  |  |  | LC170 | 2-PASS WITH 6 CONNECTIONS |  |  |  | 2-PASS WITH 6 CONNECTIONS
|  | LC170-20-2S-2" | 6 x 2" | 0207-0290 | 1140 | LC170-20-2S-2,5" | 6 x 2,5" | 0207-1002 | 1240 |  | LC170-20-2S-DN50.CS | 6 x DN50 FLANGE .CS | 0207-1475 | 1415 | LC170-20-2S-DN50.SS | 6 x DN50 FLANGE .SS | 0207-1494 | 2260
|  | LC170-30-2S-2" |  | 0207-0291 | 1405 | LC170-30-2S-2,5" |  | 0207-1003 | 1505 |  | LC170-30-2S-DN50.CS |  | 0207-1476 | 1680 | LC170-30-2S-DN50.SS |  | 0207-1495 | 2525
|  | LC170-40-2S-2" |  | 0207-0292 | 1670 | LC170-40-2S-2,5" |  | 0207-1004 | 1770 |  | LC170-40-2S-DN50.CS |  | 0207-1477 | 1945 | LC170-40-2S-DN50.SS |  | 0207-1496 | 2790
|  | LC170-50-2S-2" |  | 0207-0293 | 1935 | LC170-50-2S-2,5" |  | 0207-1005 | 2035 |  | LC170-50-2S-DN50.CS |  | 0207-1478 | 2210 | LC170-50-2S-DN50.SS |  | 0207-1497 | 3055
|  | LC170-60-2S-2" |  | 0207-0294 | 2200 | LC170-60-2S-2,5" |  | 0207-1006 | 2300 |  | LC170-60-2S-DN50.CS |  | 0207-1479 | 2475 | LC170-60-2S-DN50.SS |  | 0207-1498 | 3320
|  | LC170-70-2S-2" |  | 0207-0295 | 2460 | LC170-70-2S-2,5" |  | 0207-1007 | 2560 |  | LC170-70-2S-DN50.CS |  | 0207-1480 | 2735 | LC170-70-2S-DN50.SS |  | 0207-1499 | 3580
|  | LC170-80-2S-2" |  | 0207-0296 | 2725 | LC170-80-2S-2,5" |  | 0207-1008 | 2825 |  | LC170-80-2S-DN50.CS |  | 0207-1481 | 3000 | LC170-80-2S-DN50.SS |  | 0207-1500 | 3845
|  | LC170-90-2S-2" |  | 0207-0297 | 2990 | LC170-90-2S-2,5" |  | 0207-1009 | 3090 |  | LC170-90-2S-DN50.CS |  | 0207-1482 | 3265 | LC170-90-2S-DN50.SS |  | 0207-1501 | 4110
|  | LC170-100-2S-2" |  | 0207-0298 | 3255 | LC170-100-2S-2,5" |  | 0207-1010 | 3355 |  | LC170-100-2S-DN50.CS |  | 0207-1483 | 3530 | LC170-100-2S-DN50.SS |  | 0207-1502 | 4375
|  | LC170-110-2S-2" |  | 0207-0299 | 3520 | LC170-110-2S-2,5" |  | 0207-1011 | 3620 |  | LC170-110-2S-DN50.CS |  | 0207-1484 | 3795 | LC170-110-2S-DN50.SS |  | 0207-1503 | 4640
|  | LC170-120-2S-2" |  | 0207-0300 | 3780 | LC170-120-2S-2,5" |  | 0207-1012 | 3880 |  | LC170-120-2S-DN50.CS |  | 0207-1485 | 4055 | LC170-120-2S-DN50.SS |  | 0207-1504 | 4900
|  | LC170-130-2S-2" |  | 0207-0301 | 4045 | LC170-130-2S-2,5" |  | 0207-1013 | 4145 |  | LC170-130-2S-DN50.CS |  | 0207-1486 | 4320 | LC170-130-2S-DN50.SS |  | 0207-1505 | 5165
|  | LC170-140-2S-2" |  | 0207-0302 | 4310 | LC170-140-2S-2,5" |  | 0207-1014 | 4410 |  | LC170-140-2S-DN50.CS |  | 0207-1487 | 4585 | LC170-140-2S-DN50.SS |  | 0207-1506 | 5430
|  | LC170-150-2S-2" |  | 0207-0303 | 4575 | LC170-150-2S-2,5" |  | 0207-1015 | 4675 |  | LC170-150-2S-DN50.CS |  | 0207-1488 | 4850 | LC170-150-2S-DN50.SS |  | 0207-1507 | 5695
|  | LC170-160-2S-2" |  | 0207-0304 | 4840 | LC170-160-2S-2,5" |  | 0207-1016 | 4940 |  | LC170-160-2S-DN50.CS |  | 0207-1489 | 5115 | LC170-160-2S-DN50.SS |  | 0207-1508 | 5960
|  | LC170-170-2S-2" |  | 0207-0305 | 5100 | LC170-170-2S-2,5" |  | 0207-1017 | 5200 |  | LC170-170-2S-DN50.CS |  | 0207-1490 | 5375 | LC170-170-2S-DN50.SS |  | 0207-1509 | 6220
|  | LC170-180-2S-2" |  | 0207-0306 | 5365 | LC170-180-2S-2,5" |  | 0207-1018 | 5465 |  | LC170-180-2S-DN50.CS |  | 0207-1491 | 5640 | LC170-180-2S-DN50.SS |  | 0207-1510 | 6485
|  | LC170-190-2S-2" |  | 0207-0957 | 5630 | LC170-190-2S-2,5" |  | 0207-1019 | 5730 |  | LC170-190-2S-DN50.CS |  | 0207-1492 | 5905 | LC170-190-2S-DN50.SS |  | 0207-1511 | 6750
|  | LC170-200-2S-2" |  | 0207-0958 | 5895 | LC170-200-2S-2,5" |  | 0207-1020 | 5995 |  | LC170-200-2S-DN50.CS |  | 0207-1493 | 6170 | LC170-200-2S-DN50.SS |  | 0207-1512 | 7015
LD235
|  | TYPE | CONNECTION | CODE | EUR | TYPE | CONNECTION | CODE | EUR |  | TYPE | CONNECTION | CODE | EUR | TYPE | CONNECTION | CODE | EUR
|  | 1-PASS |  |  |  | 1-PASS |  |  |  |  | 1-PASS |  |  |  | 1-PASS
| LD235 | LD235-20-DN80.CS | 4 x DN80 FLANGE .CS | 0255-0001 | 2025 | LD235-20-DN80.SS | 4 x DN80 FLANGE .SS | 0255-0082 | 3050 | LD235-L | LD235-20L-DN80.CS | 4 x DN80 FLANGE .CS | 0255-0212 | 2025 | LD235-20L-DN80.SS | 4 x DN80 FLANGE .SS | 0255-0381 | 3050
|  | LD235-30-DN80.CS |  | 0255-0002 | 2380 | LD235-30-DN80.SS |  | 0255-0083 | 3405 |  | LD235-30L-DN80.CS |  | 0255-0213 | 2380 | LD235-30L-DN80.SS |  | 0255-0382 | 3405
|  | LD235-40-DN80.CS |  | 0255-0003 | 2735 | LD235-40-DN80.SS |  | 0255-0084 | 3760 |  | LD235-40L-DN80.CS |  | 0255-0214 | 2735 | LD235-40L-DN80.SS |  | 0255-0383 | 3760
|  | LD235-50-DN80.CS |  | 0255-0004 | 3090 | LD235-50-DN80.SS |  | 0255-0085 | 4115 |  | LD235-50L-DN80.CS |  | 0255-0215 | 3090 | LD235-50L-DN80.SS |  | 0255-0384 | 4115
|  | LD235-60-DN80.CS |  | 0255-0005 | 3445 | LD235-60-DN80.SS |  | 0255-0086 | 4470 |  | LD235-60L-DN80.CS |  | 0255-0216 | 3445 | LD235-60L-DN80.SS |  | 0255-0385 | 4470
|  | LD235-70-DN80.CS |  | 0255-0006 | 3800 | LD235-70-DN80.SS |  | 0255-0087 | 4825 |  | LD235-70L-DN80.CS |  | 0255-0217 | 3800 | LD235-70L-DN80.SS |  | 0255-0386 | 4825
|  | LD235-80-DN80.CS |  | 0255-0007 | 4155 | LD235-80-DN80.SS |  | 0255-0088 | 5180 |  | LD235-80L-DN80.CS |  | 0255-0218 | 4155 | LD235-80L-DN80.SS |  | 0255-0387 | 5180
|  | LD235-90-DN80.CS |  | 0255-0008 | 4510 | LD235-90-DN80.SS |  | 0255-0089 | 5535 |  | LD235-90L-DN80.CS |  | 0255-0219 | 4510 | LD235-90L-DN80.SS |  | 0255-0388 | 5535
|  | LD235-100-DN80.CS |  | 0255-0009 | 4865 | LD235-100-DN80.SS |  | 0255-0090 | 5890 |  | LD235-100L-DN80.CS |  | 0255-0220 | 4865 | LD235-100L-DN80.SS |  | 0255-0389 | 5890
|  | LD235-110-DN80.CS |  | 0255-0010 | 5220 | LD235-110-DN80.SS |  | 0255-0091 | 6245 |  | LD235-110L-DN80.CS |  | 0255-0221 | 5220 | LD235-110L-DN80.SS |  | 0255-0390 | 6245
|  | LD235-120-DN80.CS |  | 0255-0011 | 5575 | LD235-120-DN80.SS |  | 0255-0092 | 6600 |  | LD235-120L-DN80.CS |  | 0255-0222 | 5575 | LD235-120L-DN80.SS |  | 0255-0391 | 6600
|  | LD235-130-DN80.CS |  | 0255-0012 | 5930 | LD235-130-DN80.SS |  | 0255-0093 | 6955 |  | LD235-130L-DN80.CS |  | 0255-0223 | 5930 | LD235-130L-DN80.SS |  | 0255-0392 | 6955
|  | LD235-140-DN80.CS |  | 0255-0013 | 6285 | LD235-140-DN80.SS |  | 0255-0094 | 7310 |  | LD235-140L-DN80.CS |  | 0255-0224 | 6285 | LD235-140L-DN80.SS |  | 0255-0393 | 7310
|  | LD235-150-DN80.CS |  | 0255-0014 | 6640 | LD235-150-DN80.SS |  | 0255-0095 | 7665 |  | LD235-150L-DN80.CS |  | 0255-0225 | 6640 | LD235-150L-DN80.SS |  | 0255-0394 | 7665
|  | LD235-160-DN80.CS |  | 0255-0015 | 6995 | LD235-160-DN80.SS |  | 0255-0096 | 8020 |  | LD235-160L-DN80.CS |  | 0255-0226 | 6995 | LD235-160L-DN80.SS |  | 0255-0395 | 8020
|  | LD235-170-DN80.CS |  | 0255-0016 | 7350 | LD235-170-DN80.SS |  | 0255-0097 | 8375 |  | LD235-170L-DN80.CS |  | 0255-0227 | 7350 | LD235-170L-DN80.SS |  | 0255-0396 | 8375
|  | LD235-180-DN80.CS |  | 0255-0017 | 7705 | LD235-180-DN80.SS |  | 0255-0098 | 8730 |  | LD235-180L-DN80.CS |  | 0255-0228 | 7705 | LD235-180L-DN80.SS |  | 0255-0397 | 8730
|  | LD235-190-DN80.CS |  | 0255-0018 | 8060 | LD235-190-DN80.SS |  | 0255-0099 | 9085 |  | LD235-190L-DN80.CS |  | 0255-0229 | 8060 | LD235-190L-DN80.SS |  | 0255-0398 | 9085
|  | LD235-200-DN80.CS |  | 0255-0019 | 8415 | LD235-200-DN80.SS |  | 0255-0100 | 9440 |  | LD235-200L-DN80.CS |  | 0255-0230 | 8415 | LD235-200L-DN80.SS |  | 0255-0399 | 9440
|  | LD235-210-DN80.CS |  | 0255-0020 | 8770 | LD235-210-DN80.SS |  | 0255-0101 | 9795 |  | LD235-210L-DN80.CS |  | 0255-0231 | 8770 | LD235-210L-DN80.SS |  | 0255-0400 | 9795
|  | LD235-220-DN80.CS |  | 0255-0021 | 9130 | LD235-220-DN80.SS |  | 0255-0102 | 10155 |  | LD235-220L-DN80.CS |  | 0255-0232 | 9130 | LD235-220L-DN80.SS |  | 0255-0401 | 10155
|  | LD235-230-DN80.CS |  | 0255-0022 | 9485 | LD235-230-DN80.SS |  | 0255-0103 | 10510 |  | LD235-230L-DN80.CS |  | 0255-0233 | 9485 | LD235-230L-DN80.SS |  | 0255-0402 | 10510
|  | LD235-240-DN80.CS |  | 0255-0023 | 9840 | LD235-240-DN80.SS |  | 0255-0104 | 10865 |  | LD235-240L-DN80.CS |  | 0255-0234 | 9840 | LD235-240L-DN80.SS |  | 0255-0403 | 10865
|  | LD235-250-DN80.CS |  | 0255-0024 | 10195 | LD235-250-DN80.SS |  | 0255-0105 | 11220 |  | LD235-250L-DN80.CS |  | 0255-0235 | 10195 | LD235-250L-DN80.SS |  | 0255-0404 | 11220
|  | LD235-260-DN80.CS |  | 0255-0025 | 10550 | LD235-260-DN80.SS |  | 0255-0106 | 11575 |  | LD235-260L-DN80.CS |  | 0255-0236 | 10550 | LD235-260L-DN80.SS |  | 0255-0405 | 11575
|  | LD235-270-DN80.CS |  | 0255-0026 | 10905 | LD235-270-DN80.SS |  | 0255-0107 | 11930 |  | LD235-270L-DN80.CS |  | 0255-0237 | 10905 | LD235-270L-DN80.SS |  | 0255-0406 | 11930
|  | LD235-280-DN80.CS |  | 0255-0027 | 11260 | LD235-280-DN80.SS |  | 0255-0108 | 12285 |  | LD235-280L-DN80.CS |  | 0255-0238 | 11260 | LD235-280L-DN80.SS |  | 0255-0407 | 12285
| LD235 | 2-PASS WITH 4 CONNECTIONS |  |  |  | 2-PASS WITH 4 CONNECTIONS |  |  |  | LD235-L | 2-PASS WITH 4 CONNECTIONS |  |  |  | 2-PASS WITH 4 CONNECTIONS
|  | LD235-20-2-DN80.CS | 4 x DN80 FLANGE .CS | 0255-0055 | 2095 | LD235-20-2-DN80.SS | 4 x DN80 FLANGE .SS | 0255-0154 | 3120 |  | LD235-20L-2-DN80.CS | 4 x DN80 FLANGE .CS | 0255-0266 | 2095 | LD235-20L-2-DN80.SS | 4 x DN80 FLANGE .SS | 0255-0435 | 3120
|  | LD235-30-2-DN80.CS |  | 0255-0056 | 2450 | LD235-30-2-DN80.SS |  | 0255-0155 | 3475 |  | LD235-30L-2-DN80.CS |  | 0255-0267 | 2450 | LD235-30L-2-DN80.SS |  | 0255-0436 | 3475
|  | LD235-40-2-DN80.CS |  | 0255-0057 | 2805 | LD235-40-2-DN80.SS |  | 0255-0156 | 3830 |  | LD235-40L-2-DN80.CS |  | 0255-0268 | 2805 | LD235-40L-2-DN80.SS |  | 0255-0437 | 3830
|  | LD235-50-2-DN80.CS |  | 0255-0058 | 3160 | LD235-50-2-DN80.SS |  | 0255-0157 | 4185 |  | LD235-50L-2-DN80.CS |  | 0255-0269 | 3160 | LD235-50L-2-DN80.SS |  | 0255-0438 | 4185
|  | LD235-60-2-DN80.CS |  | 0255-0059 | 3515 | LD235-60-2-DN80.SS |  | 0255-0158 | 4540 |  | LD235-60L-2-DN80.CS |  | 0255-0270 | 3515 | LD235-60L-2-DN80.SS |  | 0255-0439 | 4540
|  | LD235-70-2-DN80.CS |  | 0255-0060 | 3870 | LD235-70-2-DN80.SS |  | 0255-0159 | 4895 |  | LD235-70L-2-DN80.CS |  | 0255-0271 | 3870 | LD235-70L-2-DN80.SS |  | 0255-0440 | 4895
|  | LD235-80-2-DN80.CS |  | 0255-0061 | 4225 | LD235-80-2-DN80.SS |  | 0255-0160 | 5250 |  | LD235-80L-2-DN80.CS |  | 0255-0272 | 4225 | LD235-80L-2-DN80.SS |  | 0255-0441 | 5250
|  | LD235-90-2-DN80.CS |  | 0255-0062 | 4580 | LD235-90-2-DN80.SS |  | 0255-0161 | 5605 |  | LD235-90L-2-DN80.CS |  | 0255-0273 | 4580 | LD235-90L-2-DN80.SS |  | 0255-0442 | 5605
|  | LD235-100-2-DN80.CS |  | 0255-0063 | 4935 | LD235-100-2-DN80.SS |  | 0255-0162 | 5960 |  | LD235-100L-2-DN80.CS |  | 0255-0274 | 4935 | LD235-100L-2-DN80.SS |  | 0255-0443 | 5960
|  | LD235-110-2-DN80.CS |  | 0255-0064 | 5290 | LD235-110-2-DN80.SS |  | 0255-0163 | 6315 |  | LD235-110L-2-DN80.CS |  | 0255-0275 | 5290 | LD235-110L-2-DN80.SS |  | 0255-0444 | 6315
|  | LD235-120-2-DN80.CS |  | 0255-0065 | 5645 | LD235-120-2-DN80.SS |  | 0255-0164 | 6670 |  | LD235-120L-2-DN80.CS |  | 0255-0276 | 5645 | LD235-120L-2-DN80.SS |  | 0255-0445 | 6670
|  | LD235-130-2-DN80.CS |  | 0255-0066 | 6000 | LD235-130-2-DN80.SS |  | 0255-0165 | 7025 |  | LD235-130L-2-DN80.CS |  | 0255-0277 | 6000 | LD235-130L-2-DN80.SS |  | 0255-0446 | 7025
|  | LD235-140-2-DN80.CS |  | 0255-0067 | 6355 | LD235-140-2-DN80.SS |  | 0255-0166 | 7380 |  | LD235-140L-2-DN80.CS |  | 0255-0278 | 6355 | LD235-140L-2-DN80.SS |  | 0255-0447 | 7380
|  | LD235-150-2-DN80.CS |  | 0255-0068 | 6710 | LD235-150-2-DN80.SS |  | 0255-0167 | 7735 |  | LD235-150L-2-DN80.CS |  | 0255-0279 | 6710 | LD235-150L-2-DN80.SS |  | 0255-0448 | 7735
|  | LD235-160-2-DN80.CS |  | 0255-0069 | 7065 | LD235-160-2-DN80.SS |  | 0255-0168 | 8090 |  | LD235-160L-2-DN80.CS |  | 0255-0280 | 7065 | LD235-160L-2-DN80.SS |  | 0255-0449 | 8090
|  | LD235-170-2-DN80.CS |  | 0255-0070 | 7420 | LD235-170-2-DN80.SS |  | 0255-0169 | 8445 |  | LD235-170L-2-DN80.CS |  | 0255-0281 | 7420 | LD235-170L-2-DN80.SS |  | 0255-0450 | 8445
|  | LD235-180-2-DN80.CS |  | 0255-0071 | 7780 | LD235-180-2-DN80.SS |  | 0255-0170 | 8805 |  | LD235-180L-2-DN80.CS |  | 0255-0282 | 7780 | LD235-180L-2-DN80.SS |  | 0255-0451 | 8805
|  | LD235-190-2-DN80.CS |  | 0255-0072 | 8135 | LD235-190-2-DN80.SS |  | 0255-0171 | 9160 |  | LD235-190L-2-DN80.CS |  | 0255-0283 | 8135 | LD235-190L-2-DN80.SS |  | 0255-0452 | 9160
|  | LD235-200-2-DN80.CS |  | 0255-0073 | 8490 | LD235-200-2-DN80.SS |  | 0255-0172 | 9515 |  | LD235-200L-2-DN80.CS |  | 0255-0284 | 8490 | LD235-200L-2-DN80.SS |  | 0255-0453 | 9515
|  | LD235-210-2-DN80.CS |  | 0255-0074 | 8845 | LD235-210-2-DN80.SS |  | 0255-0173 | 9870 |  | LD235-210L-2-DN80.CS |  | 0255-0285 | 8845 | LD235-210L-2-DN80.SS |  | 0255-0454 | 9870
|  | LD235-220-2-DN80.CS |  | 0255-0075 | 9200 | LD235-220-2-DN80.SS |  | 0255-0174 | 10225 |  | LD235-220L-2-DN80.CS |  | 0255-0286 | 9200 | LD235-220L-2-DN80.SS |  | 0255-0455 | 10225
|  | LD235-230-2-DN80.CS |  | 0255-0076 | 9555 | LD235-230-2-DN80.SS |  | 0255-0175 | 10580 |  | LD235-230L-2-DN80.CS |  | 0255-0287 | 9555 | LD235-230L-2-DN80.SS |  | 0255-0456 | 10580
|  | LD235-240-2-DN80.CS |  | 0255-0077 | 9910 | LD235-240-2-DN80.SS |  | 0255-0176 | 10935 |  | LD235-240L-2-DN80.CS |  | 0255-0288 | 9910 | LD235-240L-2-DN80.SS |  | 0255-0457 | 10935
|  | LD235-250-2-DN80.CS |  | 0255-0078 | 10265 | LD235-250-2-DN80.SS |  | 0255-0177 | 11290 |  | LD235-250L-2-DN80.CS |  | 0255-0289 | 10265 | LD235-250L-2-DN80.SS |  | 0255-0458 | 11290
|  | LD235-260-2-DN80.CS |  | 0255-0079 | 10620 | LD235-260-2-DN80.SS |  | 0255-0178 | 11645 |  | LD235-260L-2-DN80.CS |  | 0255-0290 | 10620 | LD235-260L-2-DN80.SS |  | 0255-0459 | 11645
|  | LD235-270-2-DN80.CS |  | 0255-0080 | 10975 | LD235-270-2-DN80.SS |  | 0255-0179 | 12000 |  | LD235-270L-2-DN80.CS |  | 0255-0291 | 10975 | LD235-270L-2-DN80.SS |  | 0255-0460 | 12000
|  | LD235-280-2-DN80.CS |  | 0255-0081 | 11330 | LD235-280-2-DN80.SS |  | 0255-0180 | 12355 |  | LD235-280L-2-DN80.CS |  | 0255-0292 | 11330 | LD235-280L-2-DN80.SS |  | 0255-0461 | 12355
LD235
LE400
|  | TYPE | CONNECTION | CODE | EUR | TYPE | CONNECTION | CODE | EUR |  | TYPE | CONNECTION | CODE | EUR | TYPE | CONNECTION | CODE | EUR
| LD235 | 2-PASS WITH 6 CONNECTIONS |  |  |  | 2-PASS WITH 6 CONNECTIONS |  |  |  | LD235-L | 2-PASS WITH 6 CONNECTIONS |  |  |  | 2-PASS WITH 6 CONNECTIONS
|  | LD235-20-2S-DN80.CS | 6 x DN80 FLANGE .CS | 0255-0028 | 2365 | LD235-20-2S-DN80.SS | 6 x DN80 FLANGE .SS | 0255-0127 | 3905 |  | LD235-20L-2S-DN80.CS | 6 x DN80 FLANGE .CS | 0255-0239 | 2365 | LD235-20L-2S-DN80.SS | 6 x DN80 FLANGE .SS | 0255-0408 | 3905
|  | LD235-30-2S-DN80.CS |  | 0255-0029 | 2720 | LD235-30-2S-DN80.SS |  | 0255-0128 | 4260 |  | LD235-30L-2S-DN80.CS |  | 0255-0240 | 2720 | LD235-30L-2S-DN80.SS |  | 0255-0409 | 4260
|  | LD235-40-2S-DN80.CS |  | 0255-0030 | 3075 | LD235-40-2S-DN80.SS |  | 0255-0129 | 4615 |  | LD235-40L-2S-DN80.CS |  | 0255-0241 | 3075 | LD235-40L-2S-DN80.SS |  | 0255-0410 | 4615
|  | LD235-50-2S-DN80.CS |  | 0255-0031 | 3430 | LD235-50-2S-DN80.SS |  | 0255-0130 | 4970 |  | LD235-50L-2S-DN80.CS |  | 0255-0242 | 3430 | LD235-50L-2S-DN80.SS |  | 0255-0411 | 4970
|  | LD235-60-2S-DN80.CS |  | 0255-0032 | 3785 | LD235-60-2S-DN80.SS |  | 0255-0131 | 5325 |  | LD235-60L-2S-DN80.CS |  | 0255-0243 | 3785 | LD235-60L-2S-DN80.SS |  | 0255-0412 | 5325
|  | LD235-70-2S-DN80.CS |  | 0255-0033 | 4140 | LD235-70-2S-DN80.SS |  | 0255-0132 | 5680 |  | LD235-70L-2S-DN80.CS |  | 0255-0244 | 4140 | LD235-70L-2S-DN80.SS |  | 0255-0413 | 5680
|  | LD235-80-2S-DN80.CS |  | 0255-0034 | 4495 | LD235-80-2S-DN80.SS |  | 0255-0133 | 6035 |  | LD235-80L-2S-DN80.CS |  | 0255-0245 | 4495 | LD235-80L-2S-DN80.SS |  | 0255-0414 | 6035
|  | LD235-90-2S-DN80.CS |  | 0255-0035 | 4850 | LD235-90-2S-DN80.SS |  | 0255-0134 | 6390 |  | LD235-90L-2S-DN80.CS |  | 0255-0246 | 4850 | LD235-90L-2S-DN80.SS |  | 0255-0415 | 6390
|  | LD235-100-2S-DN80.CS |  | 0255-0036 | 5205 | LD235-100-2S-DN80.SS |  | 0255-0135 | 6745 |  | LD235-100L-2S-DN80.CS |  | 0255-0247 | 5205 | LD235-100L-2S-DN80.SS |  | 0255-0416 | 6745
|  | LD235-110-2S-DN80.CS |  | 0255-0037 | 5560 | LD235-110-2S-DN80.SS |  | 0255-0136 | 7100 |  | LD235-110L-2S-DN80.CS |  | 0255-0248 | 5560 | LD235-110L-2S-DN80.SS |  | 0255-0417 | 7100
|  | LD235-120-2S-DN80.CS |  | 0255-0038 | 5915 | LD235-120-2S-DN80.SS |  | 0255-0137 | 7455 |  | LD235-120L-2S-DN80.CS |  | 0255-0249 | 5915 | LD235-120L-2S-DN80.SS |  | 0255-0418 | 7455
|  | LD235-130-2S-DN80.CS |  | 0255-0039 | 6270 | LD235-130-2S-DN80.SS |  | 0255-0138 | 7810 |  | LD235-130L-2S-DN80.CS |  | 0255-0250 | 6270 | LD235-130L-2S-DN80.SS |  | 0255-0419 | 7810
|  | LD235-140-2S-DN80.CS |  | 0255-0040 | 6625 | LD235-140-2S-DN80.SS |  | 0255-0139 | 8165 |  | LD235-140L-2S-DN80.CS |  | 0255-0251 | 6625 | LD235-140L-2S-DN80.SS |  | 0255-0420 | 8165
|  | LD235-150-2S-DN80.CS |  | 0255-0041 | 6980 | LD235-150-2S-DN80.SS |  | 0255-0140 | 8520 |  | LD235-150L-2S-DN80.CS |  | 0255-0252 | 6980 | LD235-150L-2S-DN80.SS |  | 0255-0421 | 8520
|  | LD235-160-2S-DN80.CS |  | 0255-0042 | 7335 | LD235-160-2S-DN80.SS |  | 0255-0141 | 8875 |  | LD235-160L-2S-DN80.CS |  | 0255-0253 | 7335 | LD235-160L-2S-DN80.SS |  | 0255-0422 | 8875
|  | LD235-170-2S-DN80.CS |  | 0255-0043 | 7690 | LD235-170-2S-DN80.SS |  | 0255-0142 | 9230 |  | LD235-170L-2S-DN80.CS |  | 0255-0254 | 7690 | LD235-170L-2S-DN80.SS |  | 0255-0423 | 9230
|  | LD235-180-2S-DN80.CS |  | 0255-0044 | 8045 | LD235-180-2S-DN80.SS |  | 0255-0143 | 9585 |  | LD235-180L-2S-DN80.CS |  | 0255-0255 | 8045 | LD235-180L-2S-DN80.SS |  | 0255-0424 | 9585
|  | LD235-190-2S-DN80.CS |  | 0255-0045 | 8400 | LD235-190-2S-DN80.SS |  | 0255-0144 | 9940 |  | LD235-190L-2S-DN80.CS |  | 0255-0256 | 8400 | LD235-190L-2S-DN80.SS |  | 0255-0425 | 9940
|  | LD235-200-2S-DN80.CS |  | 0255-0046 | 8755 | LD235-200-2S-DN80.SS |  | 0255-0145 | 10295 |  | LD235-200L-2S-DN80.CS |  | 0255-0257 | 8755 | LD235-200L-2S-DN80.SS |  | 0255-0426 | 10295
|  | LD235-210-2S-DN80.CS |  | 0255-0047 | 9110 | LD235-210-2S-DN80.SS |  | 0255-0146 | 10650 |  | LD235-210L-2S-DN80.CS |  | 0255-0258 | 9110 | LD235-210L-2S-DN80.SS |  | 0255-0427 | 10650
|  | LD235-220-2S-DN80.CS |  | 0255-0048 | 9465 | LD235-220-2S-DN80.SS |  | 0255-0147 | 11005 |  | LD235-220L-2S-DN80.CS |  | 0255-0259 | 9465 | LD235-220L-2S-DN80.SS |  | 0255-0428 | 11005
|  | LD235-230-2S-DN80.CS |  | 0255-0049 | 9820 | LD235-230-2S-DN80.SS |  | 0255-0148 | 11360 |  | LD235-230L-2S-DN80.CS |  | 0255-0260 | 9820 | LD235-230L-2S-DN80.SS |  | 0255-0429 | 11360
|  | LD235-240-2S-DN80.CS |  | 0255-0050 | 10175 | LD235-240-2S-DN80.SS |  | 0255-0149 | 11715 |  | LD235-240L-2S-DN80.CS |  | 0255-0261 | 10175 | LD235-240L-2S-DN80.SS |  | 0255-0430 | 11715
|  | LD235-250-2S-DN80.CS |  | 0255-0051 | 10530 | LD235-250-2S-DN80.SS |  | 0255-0150 | 12070 |  | LD235-250L-2S-DN80.CS |  | 0255-0262 | 10530 | LD235-250L-2S-DN80.SS |  | 0255-0431 | 12070
|  | LD235-260-2S-DN80.CS |  | 0255-0052 | 10885 | LD235-260-2S-DN80.SS |  | 0255-0151 | 12425 |  | LD235-260L-2S-DN80.CS |  | 0255-0263 | 10885 | LD235-260L-2S-DN80.SS |  | 0255-0432 | 12425
|  | LD235-270-2S-DN80.CS |  | 0255-0053 | 11240 | LD235-270-2S-DN80.SS |  | 0255-0152 | 12780 |  | LD235-270L-2S-DN80.CS |  | 0255-0264 | 11240 | LD235-270L-2S-DN80.SS |  | 0255-0433 | 12780
|  | LD235-280-2S-DN80.CS |  | 0255-0054 | 11595 | LD235-280-2S-DN80.SS |  | 0255-0153 | 13135 |  | LD235-280L-2S-DN80.CS |  | 0255-0265 | 11595 | LD235-280L-2S-DN80.SS |  | 0255-0434 | 13135
|  | TYPE | CONNECTION | CODE | EUR | TYPE | CONNECTION | CODE | EUR |  | TYPE | CONNECTION | CODE | EUR
|  | 1-PASS |  |  |  | 2-PASS WITH 4 CONNECTIONS |  |  |  |  | 2-PASS WITH 6 CONNECTIONS
| LE400 | LE400-40L-DN100.SS | 4 x DN100 FLANGE .SS | 0213-0001 | 6530 | LE400-40L-2-DN100.SS | 4 x DN100 FLANGE .SS | 0213-0038 | 6680 | LE400 | LE400-40L-2S-DN100.SS | 6 x DN100 FLANGE .SS | 0213-0075 | 7770
|  | LE400-50L-DN100.SS |  | 0213-0002 | 7200 | LE400-50L-2-DN100.SS |  | 0213-0039 | 7350 |  | LE400-50L-2S-DN100.SS |  | 0213-0076 | 8440
|  | LE400-60L-DN100.SS |  | 0213-0003 | 7870 | LE400-60L-2-DN100.SS |  | 0213-0040 | 8020 |  | LE400-60L-2S-DN100.SS |  | 0213-0077 | 9110
|  | LE400-70L-DN100.SS |  | 0213-0004 | 8540 | LE400-70L-2-DN100.SS |  | 0213-0041 | 8680 |  | LE400-70L-2S-DN100.SS |  | 0213-0078 | 9780
|  | LE400-80L-DN100.SS |  | 0213-0005 | 9210 | LE400-80L-2-DN100.SS |  | 0213-0042 | 9350 |  | LE400-80L-2S-DN100.SS |  | 0213-0079 | 10450
|  | LE400-90L-DN100.SS |  | 0213-0006 | 9880 | LE400-90L-2-DN100.SS |  | 0213-0043 | 10020 |  | LE400-90L-2S-DN100.SS |  | 0213-0080 | 11120
|  | LE400-100L-DN100.SS |  | 0213-0007 | 10540 | LE400-100L-2-DN100.SS |  | 0213-0044 | 10690 |  | LE400-100L-2S-DN100.SS |  | 0213-0081 | 11780
|  | LE400-110L-DN100.SS |  | 0213-0008 | 11210 | LE400-110L-2-DN100.SS |  | 0213-0045 | 11360 |  | LE400-110L-2S-DN100.SS |  | 0213-0082 | 12450
|  | LE400-120L-DN100.SS |  | 0213-0009 | 11880 | LE400-120L-2-DN100.SS |  | 0213-0046 | 12030 |  | LE400-120L-2S-DN100.SS |  | 0213-0083 | 13120
|  | LE400-130L-DN100.SS |  | 0213-0010 | 12550 | LE400-130L-2-DN100.SS |  | 0213-0047 | 12700 |  | LE400-130L-2S-DN100.SS |  | 0213-0084 | 13790
|  | LE400-140L-DN100.SS |  | 0213-0011 | 13220 | LE400-140L-2-DN100.SS |  | 0213-0048 | 13360 |  | LE400-140L-2S-DN100.SS |  | 0213-0085 | 14460
|  | LE400-150L-DN100.SS |  | 0213-0012 | 13890 | LE400-150L-2-DN100.SS |  | 0213-0049 | 14030 |  | LE400-150L-2S-DN100.SS |  | 0213-0086 | 15130
|  | LE400-160L-DN100.SS |  | 0213-0013 | 14560 | LE400-160L-2-DN100.SS |  | 0213-0050 | 14700 |  | LE400-160L-2S-DN100.SS |  | 0213-0087 | 15800
|  | LE400-170L-DN100.SS |  | 0213-0014 | 15220 | LE400-170L-2-DN100.SS |  | 0213-0051 | 15370 |  | LE400-170L-2S-DN100.SS |  | 0213-0088 | 16460
|  | LE400-180L-DN100.SS |  | 0213-0015 | 15890 | LE400-180L-2-DN100.SS |  | 0213-0052 | 16040 |  | LE400-180L-2S-DN100.SS |  | 0213-0089 | 17130
|  | LE400-190L-DN100.SS |  | 0213-0016 | 16560 | LE400-190L-2-DN100.SS |  | 0213-0053 | 16710 |  | LE400-190L-2S-DN100.SS |  | 0213-0090 | 17800
|  | LE400-200L-DN100.SS |  | 0213-0017 | 17230 | LE400-200L-2-DN100.SS |  | 0213-0054 | 17380 |  | LE400-200L-2S-DN100.SS |  | 0213-0091 | 18470
|  | LE400-210L-DN100.SS |  | 0213-0018 | 17900 | LE400-210L-2-DN100.SS |  | 0213-0055 | 18040 |  | LE400-210L-2S-DN100.SS |  | 0213-0092 | 19140
|  | LE400-220L-DN100.SS |  | 0213-0019 | 18570 | LE400-220L-2-DN100.SS |  | 0213-0056 | 18710 |  | LE400-220L-2S-DN100.SS |  | 0213-0093 | 19810
|  | LE400-230L-DN100.SS |  | 0213-0020 | 19240 | LE400-230L-2-DN100.SS |  | 0213-0057 | 19380 |  | LE400-230L-2S-DN100.SS |  | 0213-0094 | 20480
|  | LE400-240L-DN100.SS |  | 0213-0021 | 19900 | LE400-240L-2-DN100.SS |  | 0213-0058 | 20050 |  | LE400-240L-2S-DN100.SS |  | 0213-0095 | 21140
|  | LE400-250L-DN100.SS |  | 0213-0022 | 20570 | LE400-250L-2-DN100.SS |  | 0213-0059 | 20720 |  | LE400-250L-2S-DN100.SS |  | 0213-0096 | 21810
|  | LE400-260L-DN100.SS |  | 0213-0023 | 21240 | LE400-260L-2-DN100.SS |  | 0213-0060 | 21390 |  | LE400-260L-2S-DN100.SS |  | 0213-0097 | 22480
|  | LE400-270L-DN100.SS |  | 0213-0024 | 21910 | LE400-270L-2-DN100.SS |  | 0213-0061 | 22060 |  | LE400-270L-2S-DN100.SS |  | 0213-0098 | 23150
|  | LE400-280L-DN100.SS |  | 0213-0025 | 22580 | LE400-280L-2-DN100.SS |  | 0213-0062 | 22720 |  | LE400-280L-2S-DN100.SS |  | 0213-0099 | 23820
|  | LE400-290L-DN100.SS |  | 0213-0026 | 23250 | LE400-290L-2-DN100.SS |  | 0213-0063 | 23390 |  | LE400-290L-2S-DN100.SS |  | 0213-0100 | 24490
|  | LE400-300L-DN100.SS |  | 0213-0027 | 23910 | LE400-300L-2-DN100.SS |  | 0213-0064 | 24060 |  | LE400-300L-2S-DN100.SS |  | 0213-0101 | 25160
|  | LE400-310L-DN100.SS |  | 0213-0028 | 24580 | LE400-310L-2-DN100.SS |  | 0213-0065 | 24730 |  | LE400-310L-2S-DN100.SS |  | 0213-0102 | 25820
|  | LE400-320L-DN100.SS |  | 0213-0029 | 25250 | LE400-320L-2-DN100.SS |  | 0213-0066 | 25400 |  | LE400-320L-2S-DN100.SS |  | 0213-0103 | 26490
|  | LE400-330L-DN100.SS |  | 0213-0030 | 25920 | LE400-330L-2-DN100.SS |  | 0213-0067 | 26070 |  | LE400-330L-2S-DN100.SS |  | 0213-0104 | 27160
|  | LE400-340L-DN100.SS |  | 0213-0031 | 26590 | LE400-340L-2-DN100.SS |  | 0213-0068 | 26740 |  | LE400-340L-2S-DN100.SS |  | 0213-0105 | 27830
|  | LE400-350L-DN100.SS |  | 0213-0032 | 27260 | LE400-350L-2-DN100.SS |  | 0213-0069 | 27400 |  | LE400-350L-2S-DN100.SS |  | 0213-0106 | 28500
|  | LE400-360L-DN100.SS |  | 0213-0033 | 27930 | LE400-360L-2-DN100.SS |  | 0213-0070 | 28070 |  | LE400-360L-2S-DN100.SS |  | 0213-0107 | 29170
|  | LE400-370L-DN100.SS |  | 0213-0034 | 28590 | LE400-370L-2-DN100.SS |  | 0213-0071 | 28740 |  | LE400-370L-2S-DN100.SS |  | 0213-0108 | 29840
|  | LE400-380L-DN100.SS |  | 0213-0035 | 29260 | LE400-380L-2-DN100.SS |  | 0213-0072 | 29410 |  | LE400-380L-2S-DN100.SS |  | 0213-0109 | 30500
|  | LE400-390L-DN100.SS |  | 0213-0036 | 29930 | LE400-390L-2-DN100.SS |  | 0213-0073 | 30080 |  | LE400-390L-2S-DN100.SS |  | 0213-0110 | 31170
|  | LE400-400L-DN100.SS |  | 0213-0037 | 30600 | LE400-400L-2-DN100.SS |  | 0213-0074 | 30750 |  | LE400-400L-2S-DN100.SS |  | 0213-0111 | 31840

## LUNA
LUNA
|  | TYPE | CONNECTION | CODE | EUR | [12 empty] | LA14LN
| LA14LN | 1-PASS | [15 empty] | LA22LN
|  | LA14LN-10-3/4" | 4 x 3/4" | 0420-0007 | 155 | [12 empty] | LA34LN
|  | LA14LN-20-3/4" |  | 0420-0008 | 230 | [12 empty] | LB31LN
|  | LA14LN-30-3/4" |  | 0420-0009 | 305
|  | LA14LN-40-3/4" |  | 0420-0010 | 380 | [5 empty] | TYPE | CONNECTION | CODE | EUR | TYPE | CONNECTION | CODE | EUR
|  | LA14LN-50-3/4" |  | 0420-0011 | 455 | [5 empty] | 1-PASS |  |  |  | 1-PASS
|  | LA14LN-60-3/4" |  | 0420-0012 | 530 |  |  |  |  | LB31LN | LB31LN-10-1" | 4 x 1" | 0420-0025 | 300 | LB31LN-10-5/4" | 4 x 5/4" | 0420-0070 | 335
|  | 2-PASS WITH 4 CONNECTIONS | [8 empty] | LB31LN-15-1" |  | 0420-1317 | 380 | LB31LN-15-5/4" |  | 0420-1318 | 415
|  | LA14LN-10-2-3/4" | 4 x 3/4" | 0420-0307 | 185 | [5 empty] | LB31LN-20-1" |  | 0420-0026 | 460 | LB31LN-20-5/4" |  | 0420-0071 | 495
|  | LA14LN-20-2-3/4" |  | 0420-0308 | 260 | [5 empty] | LB31LN-30-1" |  | 0420-0027 | 620 | LB31LN-30-5/4" |  | 0420-0072 | 655
|  | LA14LN-30-2-3/4" |  | 0420-0309 | 335 | [5 empty] | LB31LN-40-1" |  | 0420-0028 | 780 | LB31LN-40-5/4" |  | 0420-0073 | 815
|  | LA14LN-40-2-3/4" |  | 0420-0310 | 410 | [5 empty] | LB31LN-50-1" |  | 0420-0029 | 940 | LB31LN-50-5/4" |  | 0420-0074 | 975
|  | LA14LN-50-2-3/4" |  | 0420-0311 | 485 | [5 empty] | LB31LN-60-1" |  | 0420-0030 | 1100 | LB31LN-60-5/4" |  | 0420-0075 | 1135
|  | LA14LN-60-2-3/4" |  | 0420-0312 | 560 | [5 empty] | LB31LN-70-1" |  | 0420-0031 | 1260 | LB31LN-70-5/4" |  | 0420-0076 | 1295
|  | 2-PASS WITH 6 CONNECTIONS | [8 empty] | LB31LN-80-1" |  | 0420-0032 | 1420 | LB31LN-80-5/4" |  | 0420-0077 | 1455
|  | LA14LN-10-2S-3/4" | 6 x 3/4" | 0420-0325 | 200 | [5 empty] | LB31LN-90-1" |  | 0420-0033 | 1580 | LB31LN-90-5/4" |  | 0420-0078 | 1615
|  | LA14LN-20-2S-3/4" |  | 0420-0326 | 275 | [5 empty] | LB31LN-100-1" |  | 0420-0034 | 1740 | LB31LN-100-5/4" |  | 0420-0079 | 1775
|  | LA14LN-30-2S-3/4" |  | 0420-0327 | 350 | [5 empty] | LB31LN-110-1" |  | 0420-0035 | 1900 | LB31LN-110-5/4" |  | 0420-0080 | 1935
|  | LA14LN-40-2S-3/4" |  | 0420-0328 | 425 | [5 empty] | LB31LN-120-1" |  | 0420-0036 | 2060 | LB31LN-120-5/4" |  | 0420-0081 | 2095
|  | LA14LN-50-2S-3/4" |  | 0420-0329 | 500 | [5 empty] | LB31LN-130-1" |  | 0420-0037 | 2220 | LB31LN-130-5/4" |  | 0420-0082 | 2255
|  | LA14LN-60-2S-3/4" |  | 0420-0330 | 575 | [5 empty] | LB31LN-140-1" |  | 0420-0038 | 2380 | LB31LN-140-5/4" |  | 0420-0083 | 2415
[11 empty] | LB31LN-150-1" |  | 0420-0039 | 2540 | LB31LN-150-5/4" |  | 0420-0084 | 2575
[10 empty] | LB31LN | 2-PASS WITH 4 CONNECTIONS |  |  |  | 2-PASS WITH 4 CONNECTIONS
|  | TYPE | CONNECTION | CODE | EUR | [5 empty] | LB31LN-10-2-1" | 4 x 1" | 0420-0343 | 350 | LB31LN-10-2-5/4" | 4 x 5/4" | 0420-0358 | 385
| LA22LN | 1-PASS | [8 empty] | LB31LN-20-2-1" |  | 0420-0344 | 510 | LB31LN-20-2-5/4" |  | 0420-0359 | 545
|  | LA22LN-10-3/4" | 4 x 3/4" | 0420-0013 | 200 | [5 empty] | LB31LN-30-2-1" |  | 0420-0345 | 670 | LB31LN-30-2-5/4" |  | 0420-0360 | 705
|  | LA22LN-20-3/4" |  | 0420-0014 | 310 | [5 empty] | LB31LN-40-2-1" |  | 0420-0346 | 830 | LB31LN-40-2-5/4" |  | 0420-0361 | 865
|  | LA22LN-30-3/4" |  | 0420-0015 | 420 | [5 empty] | LB31LN-50-2-1" |  | 0420-0347 | 990 | LB31LN-50-2-5/4" |  | 0420-0362 | 1025
|  | LA22LN-40-3/4" |  | 0420-0016 | 530 | [5 empty] | LB31LN-60-2-1" |  | 0420-0348 | 1150 | LB31LN-60-2-5/4" |  | 0420-0363 | 1185
|  | LA22LN-50-3/4" |  | 0420-0017 | 640 | [5 empty] | LB31LN-70-2-1" |  | 0420-0349 | 1310 | LB31LN-70-2-5/4" |  | 0420-0364 | 1345
|  | LA22LN-60-3/4" |  | 0420-0018 | 750 | [5 empty] | LB31LN-80-2-1" |  | 0420-0350 | 1470 | LB31LN-80-2-5/4" |  | 0420-0365 | 1505
|  | 2-PASS WITH 4 CONNECTIONS | [8 empty] | LB31LN-90-2-1" |  | 0420-0351 | 1630 | LB31LN-90-2-5/4" |  | 0420-0366 | 1665
|  | LA22LN-10-2-3/4" | 4 x 3/4" | 0420-0313 | 240 | [5 empty] | LB31LN-100-2-1" |  | 0420-0352 | 1790 | LB31LN-100-2-5/4" |  | 0420-0367 | 1825
|  | LA22LN-20-2-3/4" |  | 0420-0314 | 350 | [5 empty] | LB31LN-110-2-1" |  | 0420-0353 | 1950 | LB31LN-110-2-5/4" |  | 0420-0368 | 1985
|  | LA22LN-30-2-3/4" |  | 0420-0315 | 460 | [5 empty] | LB31LN-120-2-1" |  | 0420-0354 | 2110 | LB31LN-120-2-5/4" |  | 0420-0369 | 2145
|  | LA22LN-40-2-3/4" |  | 0420-0316 | 570 | [5 empty] | LB31LN-130-2-1" |  | 0420-0355 | 2270 | LB31LN-130-2-5/4" |  | 0420-0370 | 2305
|  | LA22LN-50-2-3/4" |  | 0420-0317 | 680 | [5 empty] | LB31LN-140-2-1" |  | 0420-0356 | 2430 | LB31LN-140-2-5/4" |  | 0420-0371 | 2465
|  | LA22LN-60-2-3/4" |  | 0420-0318 | 790 | [5 empty] | LB31LN-150-2-1" |  | 0420-0357 | 2590 | LB31LN-150-2-5/4" |  | 0420-0372 | 2625
|  | 2-PASS WITH 6 CONNECTIONS | [7 empty] | LB31LN | 2-PASS WITH 6 CONNECTIONS |  |  |  | 2-PASS WITH 6 CONNECTIONS
|  | LA22LN-10-2S-3/4" | 6 x 3/4" | 0420-0331 | 255 | [5 empty] | LB31LN-10-2S-1" | 6 x 1" | 0420-0373 | 375 | LB31LN-10-2S-5/4" | 6 x 5/4" | 0420-0388 | 430
|  | LA22LN-20-2S-3/4" |  | 0420-0332 | 365 | [5 empty] | LB31LN-20-2S-1" |  | 0420-0374 | 535 | LB31LN-20-2S-5/4" |  | 0420-0389 | 590
|  | LA22LN-30-2S-3/4" |  | 0420-0333 | 475 | [5 empty] | LB31LN-30-2S-1" |  | 0420-0375 | 695 | LB31LN-30-2S-5/4" |  | 0420-0390 | 750
|  | LA22LN-40-2S-3/4" |  | 0420-0334 | 585 | [5 empty] | LB31LN-40-2S-1" |  | 0420-0376 | 855 | LB31LN-40-2S-5/4" |  | 0420-0391 | 910
|  | LA22LN-50-2S-3/4" |  | 0420-0335 | 695 | [5 empty] | LB31LN-50-2S-1" |  | 0420-0377 | 1015 | LB31LN-50-2S-5/4" |  | 0420-0392 | 1070
|  | LA22LN-60-2S-3/4" |  | 0420-0336 | 805 | [5 empty] | LB31LN-60-2S-1" |  | 0420-0378 | 1175 | LB31LN-60-2S-5/4" |  | 0420-0393 | 1230
[11 empty] | LB31LN-70-2S-1" |  | 0420-0379 | 1335 | LB31LN-70-2S-5/4" |  | 0420-0394 | 1390
[11 empty] | LB31LN-80-2S-1" |  | 0420-0380 | 1495 | LB31LN-80-2S-5/4" |  | 0420-0395 | 1550
[11 empty] | LB31LN-90-2S-1" |  | 0420-0381 | 1655 | LB31LN-90-2S-5/4" |  | 0420-0396 | 1710
|  | TYPE | CONNECTION | CODE | EUR | [5 empty] | LB31LN-100-2S-1" |  | 0420-0382 | 1815 | LB31LN-100-2S-5/4" |  | 0420-0397 | 1870
| LA34LN | 1-PASS | [8 empty] | LB31LN-110-2S-1" |  | 0420-0383 | 1975 | LB31LN-110-2S-5/4" |  | 0420-0398 | 2030
|  | LA34LN-10-3/4" | 4 x 3/4" | 0420-0019 | 270 | [5 empty] | LB31LN-120-2S-1" |  | 0420-0384 | 2135 | LB31LN-120-2S-5/4" |  | 0420-0399 | 2190
|  | LA34LN-20-3/4" |  | 0420-0020 | 440 | [5 empty] | LB31LN-130-2S-1" |  | 0420-0385 | 2295 | LB31LN-130-2S-5/4" |  | 0420-0400 | 2350
|  | LA34LN-30-3/4" |  | 0420-0021 | 610 | [5 empty] | LB31LN-140-2S-1" |  | 0420-0386 | 2455 | LB31LN-140-2S-5/4" |  | 0420-0401 | 2510
|  | LA34LN-40-3/4" |  | 0420-0022 | 780 | [5 empty] | LB31LN-150-2S-1" |  | 0420-0387 | 2615 | LB31LN-150-2S-5/4" |  | 0420-0402 | 2670
|  | LA34LN-50-3/4" |  | 0420-0023 | 950
|  | LA34LN-60-3/4" |  | 0420-0024 | 1120
2-PASS WITH 4 CONNECTIONS
|  | LA34LN-10-2-3/4" | 4 x 3/4" | 0420-0319 | 310
|  | LA34LN-20-2-3/4" |  | 0420-0320 | 480
|  | LA34LN-30-2-3/4" |  | 0420-0321 | 650
|  | LA34LN-40-2-3/4" |  | 0420-0322 | 820
|  | LA34LN-50-2-3/4" |  | 0420-0323 | 990
|  | LA34LN-60-2-3/4" |  | 0420-0324 | 1160
2-PASS WITH 6 CONNECTIONS
|  | LA34LN-10-2S-3/4" | 6 x 3/4" | 0420-0337 | 325
|  | LA34LN-20-2S-3/4" |  | 0420-0338 | 495
|  | LA34LN-30-2S-3/4" |  | 0420-0339 | 665
|  | LA34LN-40-2S-3/4" |  | 0420-0340 | 835
|  | LA34LN-50-2S-3/4" |  | 0420-0341 | 1005
|  | LA34LN-60-2S-3/4" |  | 0420-0342 | 1175
LB47LN
|  | TYPE | CONNECTION | CODE | EUR | TYPE | CONNECTION | CODE | EUR |  | TYPE | CONNECTION | CODE | EUR | TYPE | CONNECTION | CODE | EUR
|  | 1-PASS |  |  |  | 1-PASS |  |  |  |  | 1-PASS |  |  |  | 1-PASS
| LB47LN | LB47LN-10-1" | 4 x 1" | 0420-0040 | 410 | LB47LN-10-5/4" | 4 x 5/4" | 0420-0085 | 445 | LB47LN-H | LB47LN-10H-1" | 4 x 1" | 0420-1319 | 410 | LB47LN-10H-5/4" | 4 x 5/4" | 0420-1334 | 445
|  | LB47LN-20-1" |  | 0420-0041 | 650 | LB47LN-20-5/4" |  | 0420-0086 | 685 |  | LB47LN-20H-1" |  | 0420-1320 | 650 | LB47LN-20H-5/4" |  | 0420-1335 | 685
|  | LB47LN-30-1" |  | 0420-0042 | 890 | LB47LN-30-5/4" |  | 0420-0087 | 925 |  | LB47LN-30H-1" |  | 0420-1321 | 890 | LB47LN-30H-5/4" |  | 0420-1336 | 925
|  | LB47LN-40-1" |  | 0420-0043 | 1130 | LB47LN-40-5/4" |  | 0420-0088 | 1165 |  | LB47LN-40H-1" |  | 0420-1322 | 1130 | LB47LN-40H-5/4" |  | 0420-1337 | 1165
|  | LB47LN-50-1" |  | 0420-0044 | 1370 | LB47LN-50-5/4" |  | 0420-0089 | 1405 |  | LB47LN-50H-1" |  | 0420-1323 | 1370 | LB47LN-50H-5/4" |  | 0420-1338 | 1405
|  | LB47LN-60-1" |  | 0420-0045 | 1610 | LB47LN-60-5/4" |  | 0420-0090 | 1645 |  | LB47LN-60H-1" |  | 0420-1324 | 1610 | LB47LN-60H-5/4" |  | 0420-1339 | 1645
|  | LB47LN-70-1" |  | 0420-0046 | 1850 | LB47LN-70-5/4" |  | 0420-0091 | 1885 |  | LB47LN-70H-1" |  | 0420-1325 | 1850 | LB47LN-70H-5/4" |  | 0420-1340 | 1885
|  | LB47LN-80-1" |  | 0420-0047 | 2090 | LB47LN-80-5/4" |  | 0420-0092 | 2125 |  | LB47LN-80H-1" |  | 0420-1326 | 2090 | LB47LN-80H-5/4" |  | 0420-1341 | 2125
|  | LB47LN-90-1" |  | 0420-0048 | 2330 | LB47LN-90-5/4" |  | 0420-0093 | 2365 |  | LB47LN-90H-1" |  | 0420-1327 | 2330 | LB47LN-90H-5/4" |  | 0420-1342 | 2365
|  | LB47LN-100-1" |  | 0420-0049 | 2570 | LB47LN-100-5/4" |  | 0420-0094 | 2605 |  | LB47LN-100H-1" |  | 0420-1328 | 2570 | LB47LN-100H-5/4" |  | 0420-1343 | 2605
|  | LB47LN-110-1" |  | 0420-0050 | 2810 | LB47LN-110-5/4" |  | 0420-0095 | 2845 |  | LB47LN-110H-1" |  | 0420-1329 | 2810 | LB47LN-110H-5/4" |  | 0420-1344 | 2845
|  | LB47LN-120-1" |  | 0420-0051 | 3050 | LB47LN-120-5/4" |  | 0420-0096 | 3085 |  | LB47LN-120H-1" |  | 0420-1330 | 3050 | LB47LN-120H-5/4" |  | 0420-1345 | 3085
|  | LB47LN-130-1" |  | 0420-0052 | 3290 | LB47LN-130-5/4" |  | 0420-0097 | 3325 |  | LB47LN-130H-1" |  | 0420-1331 | 3290 | LB47LN-130H-5/4" |  | 0420-1346 | 3325
|  | LB47LN-140-1" |  | 0420-0053 | 3530 | LB47LN-140-5/4" |  | 0420-0098 | 3565 |  | LB47LN-140H-1" |  | 0420-1332 | 3530 | LB47LN-140H-5/4" |  | 0420-1347 | 3565
|  | LB47LN-150-1" |  | 0420-0054 | 3770 | LB47LN-150-5/4" |  | 0420-0099 | 3805 |  | LB47LN-150H-1" |  | 0420-1333 | 3770 | LB47LN-150H-5/4" |  | 0420-1348 | 3805
| LB47LN | 2-PASS WITH 4 CONNECTIONS |  |  |  | 2-PASS WITH 4 CONNECTIONS |  |  |  | LB47LN-H | 2-PASS WITH 4 CONNECTIONS |  |  |  | 2-PASS WITH 4 CONNECTIONS
|  | LB47LN-10-2-1" | 4 x 1" | 0420-0403 | 470 | LB47LN-10-2-5/4" | 4 x 5/4" | 0420-0418 | 505 |  | LB47LN-10H-2-1" | 4 x 1" | 0420-1349 | 470 | LB47LN-10H-2-5/4" | 4 x 5/4" | 0420-1364 | 505
|  | LB47LN-20-2-1" |  | 0420-0404 | 710 | LB47LN-20-2-5/4" |  | 0420-0419 | 745 |  | LB47LN-20H-2-1" |  | 0420-1350 | 710 | LB47LN-20H-2-5/4" |  | 0420-1365 | 745
|  | LB47LN-30-2-1" |  | 0420-0405 | 950 | LB47LN-30-2-5/4" |  | 0420-0420 | 985 |  | LB47LN-30H-2-1" |  | 0420-1351 | 950 | LB47LN-30H-2-5/4" |  | 0420-1366 | 985
|  | LB47LN-40-2-1" |  | 0420-0406 | 1190 | LB47LN-40-2-5/4" |  | 0420-0421 | 1225 |  | LB47LN-40H-2-1" |  | 0420-1352 | 1190 | LB47LN-40H-2-5/4" |  | 0420-1367 | 1225
|  | LB47LN-50-2-1" |  | 0420-0407 | 1430 | LB47LN-50-2-5/4" |  | 0420-0422 | 1465 |  | LB47LN-50H-2-1" |  | 0420-1353 | 1430 | LB47LN-50H-2-5/4" |  | 0420-1368 | 1465
|  | LB47LN-60-2-1" |  | 0420-0408 | 1670 | LB47LN-60-2-5/4" |  | 0420-0423 | 1705 |  | LB47LN-60H-2-1" |  | 0420-1354 | 1670 | LB47LN-60H-2-5/4" |  | 0420-1369 | 1705
|  | LB47LN-70-2-1" |  | 0420-0409 | 1910 | LB47LN-70-2-5/4" |  | 0420-0424 | 1945 |  | LB47LN-70H-2-1" |  | 0420-1355 | 1910 | LB47LN-70H-2-5/4" |  | 0420-1370 | 1945
|  | LB47LN-80-2-1" |  | 0420-0410 | 2150 | LB47LN-80-2-5/4" |  | 0420-0425 | 2185 |  | LB47LN-80H-2-1" |  | 0420-1356 | 2150 | LB47LN-80H-2-5/4" |  | 0420-1371 | 2185
|  | LB47LN-90-2-1" |  | 0420-0411 | 2390 | LB47LN-90-2-5/4" |  | 0420-0426 | 2425 |  | LB47LN-90H-2-1" |  | 0420-1357 | 2390 | LB47LN-90H-2-5/4" |  | 0420-1372 | 2425
|  | LB47LN-100-2-1" |  | 0420-0412 | 2630 | LB47LN-100-2-5/4" |  | 0420-0427 | 2665 |  | LB47LN-100H-2-1" |  | 0420-1358 | 2630 | LB47LN-100H-2-5/4" |  | 0420-1373 | 2665
|  | LB47LN-110-2-1" |  | 0420-0413 | 2870 | LB47LN-110-2-5/4" |  | 0420-0428 | 2905 |  | LB47LN-110H-2-1" |  | 0420-1359 | 2870 | LB47LN-110H-2-5/4" |  | 0420-1374 | 2905
|  | LB47LN-120-2-1" |  | 0420-0414 | 3110 | LB47LN-120-2-5/4" |  | 0420-0429 | 3145 |  | LB47LN-120H-2-1" |  | 0420-1360 | 3110 | LB47LN-120H-2-5/4" |  | 0420-1375 | 3145
|  | LB47LN-130-2-1" |  | 0420-0415 | 3350 | LB47LN-130-2-5/4" |  | 0420-0430 | 3385 |  | LB47LN-130H-2-1" |  | 0420-1361 | 3350 | LB47LN-130H-2-5/4" |  | 0420-1376 | 3385
|  | LB47LN-140-2-1" |  | 0420-0416 | 3590 | LB47LN-140-2-5/4" |  | 0420-0431 | 3625 |  | LB47LN-140H-2-1" |  | 0420-1362 | 3590 | LB47LN-140H-2-5/4" |  | 0420-1377 | 3625
|  | LB47LN-150-2-1" |  | 0420-0417 | 3830 | LB47LN-150-2-5/4" |  | 0420-0432 | 3865 |  | LB47LN-150H-2-1" |  | 0420-1363 | 3830 | LB47LN-150H-2-5/4" |  | 0420-1378 | 3865
| LB47LN | 2-PASS WITH 6 CONNECTIONS |  |  |  | 2-PASS WITH 6 CONNECTIONS |  |  |  | LB47LN-H | 2-PASS WITH 6 CONNECTIONS |  |  |  | 2-PASS WITH 6 CONNECTIONS
|  | LB47LN-10-2S-1" | 6 x 1" | 0420-0433 | 495 | LB47LN-10-2S-5/4" | 6 x 5/4" | 0420-0448 | 550 |  | LB47LN-10H-2S-1" | 6 x 1" | 0420-1379 | 495 | LB47LN-10H-2S-5/4" | 6 x 5/4" | 0420-1394 | 550
|  | LB47LN-20-2S-1" |  | 0420-0434 | 735 | LB47LN-20-2S-5/4" |  | 0420-0449 | 790 |  | LB47LN-20H-2S-1" |  | 0420-1380 | 735 | LB47LN-20H-2S-5/4" |  | 0420-1395 | 790
|  | LB47LN-30-2S-1" |  | 0420-0435 | 975 | LB47LN-30-2S-5/4" |  | 0420-0450 | 1030 |  | LB47LN-30H-2S-1" |  | 0420-1381 | 975 | LB47LN-30H-2S-5/4" |  | 0420-1396 | 1030
|  | LB47LN-40-2S-1" |  | 0420-0436 | 1215 | LB47LN-40-2S-5/4" |  | 0420-0451 | 1270 |  | LB47LN-40H-2S-1" |  | 0420-1382 | 1215 | LB47LN-40H-2S-5/4" |  | 0420-1397 | 1270
|  | LB47LN-50-2S-1" |  | 0420-0437 | 1455 | LB47LN-50-2S-5/4" |  | 0420-0452 | 1510 |  | LB47LN-50H-2S-1" |  | 0420-1383 | 1455 | LB47LN-50H-2S-5/4" |  | 0420-1398 | 1510
|  | LB47LN-60-2S-1" |  | 0420-0438 | 1695 | LB47LN-60-2S-5/4" |  | 0420-0453 | 1750 |  | LB47LN-60H-2S-1" |  | 0420-1384 | 1695 | LB47LN-60H-2S-5/4" |  | 0420-1399 | 1750
|  | LB47LN-70-2S-1" |  | 0420-0439 | 1935 | LB47LN-70-2S-5/4" |  | 0420-0454 | 1990 |  | LB47LN-70H-2S-1" |  | 0420-1385 | 1935 | LB47LN-70H-2S-5/4" |  | 0420-1400 | 1990
|  | LB47LN-80-2S-1" |  | 0420-0440 | 2175 | LB47LN-80-2S-5/4" |  | 0420-0455 | 2230 |  | LB47LN-80H-2S-1" |  | 0420-1386 | 2175 | LB47LN-80H-2S-5/4" |  | 0420-1401 | 2230
|  | LB47LN-90-2S-1" |  | 0420-0441 | 2415 | LB47LN-90-2S-5/4" |  | 0420-0456 | 2470 |  | LB47LN-90H-2S-1" |  | 0420-1387 | 2415 | LB47LN-90H-2S-5/4" |  | 0420-1402 | 2470
|  | LB47LN-100-2S-1" |  | 0420-0442 | 2655 | LB47LN-100-2S-5/4" |  | 0420-0457 | 2710 |  | LB47LN-100H-2S-1" |  | 0420-1388 | 2655 | LB47LN-100H-2S-5/4" |  | 0420-1403 | 2710
|  | LB47LN-110-2S-1" |  | 0420-0443 | 2895 | LB47LN-110-2S-5/4" |  | 0420-0458 | 2950 |  | LB47LN-110H-2S-1" |  | 0420-1389 | 2895 | LB47LN-110H-2S-5/4" |  | 0420-1404 | 2950
|  | LB47LN-120-2S-1" |  | 0420-0444 | 3135 | LB47LN-120-2S-5/4" |  | 0420-0459 | 3190 |  | LB47LN-120H-2S-1" |  | 0420-1390 | 3135 | LB47LN-120H-2S-5/4" |  | 0420-1405 | 3190
|  | LB47LN-130-2S-1" |  | 0420-0445 | 3375 | LB47LN-130-2S-5/4" |  | 0420-0460 | 3430 |  | LB47LN-130H-2S-1" |  | 0420-1391 | 3375 | LB47LN-130H-2S-5/4" |  | 0420-1406 | 3430
|  | LB47LN-140-2S-1" |  | 0420-0446 | 3615 | LB47LN-140-2S-5/4" |  | 0420-0461 | 3670 |  | LB47LN-140H-2S-1" |  | 0420-1392 | 3615 | LB47LN-140H-2S-5/4" |  | 0420-1407 | 3670
|  | LB47LN-150-2S-1" |  | 0420-0447 | 3855 | LB47LN-150-2S-5/4" |  | 0420-0462 | 3910 |  | LB47LN-150H-2S-1" |  | 0420-1393 | 3855 | LB47LN-150H-2S-5/4" |  | 0420-1408 | 3910
LB60LN
|  | TYPE | CONNECTION | CODE | EUR | TYPE | CONNECTION | CODE | EUR |  | TYPE | CONNECTION | CODE | EUR | TYPE | CONNECTION | CODE | EUR
|  | 1-PASS |  |  |  | 1-PASS |  |  |  |  | 1-PASS |  |  |  | 1-PASS
| LB60LN | LB60LN-10-1" | 4 x 1" | 0420-0055 | 500 | LB60LN-10-5/4" | 4 x 5/4" | 0420-0100 | 535 | LB60LN-H | LB60LN-10H-1" | 4 x 1" | 0420-0883 | 500 | LB60LN-10H-5/4" | 4 x 5/4" | 0420-0898 | 535
|  | LB60LN-20-1" |  | 0420-0056 | 810 | LB60LN-20-5/4" |  | 0420-0101 | 845 |  | LB60LN-20H-1" |  | 0420-0884 | 810 | LB60LN-20H-5/4" |  | 0420-0899 | 845
|  | LB60LN-30-1" |  | 0420-0057 | 1120 | LB60LN-30-5/4" |  | 0420-0102 | 1155 |  | LB60LN-30H-1" |  | 0420-0885 | 1120 | LB60LN-30H-5/4" |  | 0420-0900 | 1155
|  | LB60LN-40-1" |  | 0420-0058 | 1430 | LB60LN-40-5/4" |  | 0420-0103 | 1465 |  | LB60LN-40H-1" |  | 0420-0886 | 1430 | LB60LN-40H-5/4" |  | 0420-0901 | 1465
|  | LB60LN-50-1" |  | 0420-0059 | 1740 | LB60LN-50-5/4" |  | 0420-0104 | 1775 |  | LB60LN-50H-1" |  | 0420-0887 | 1740 | LB60LN-50H-5/4" |  | 0420-0902 | 1775
|  | LB60LN-60-1" |  | 0420-0060 | 2050 | LB60LN-60-5/4" |  | 0420-0105 | 2085 |  | LB60LN-60H-1" |  | 0420-0888 | 2050 | LB60LN-60H-5/4" |  | 0420-0903 | 2085
|  | LB60LN-70-1" |  | 0420-0061 | 2360 | LB60LN-70-5/4" |  | 0420-0106 | 2395 |  | LB60LN-70H-1" |  | 0420-0889 | 2360 | LB60LN-70H-5/4" |  | 0420-0904 | 2395
|  | LB60LN-80-1" |  | 0420-0062 | 2670 | LB60LN-80-5/4" |  | 0420-0107 | 2705 |  | LB60LN-80H-1" |  | 0420-0890 | 2670 | LB60LN-80H-5/4" |  | 0420-0905 | 2705
|  | LB60LN-90-1" |  | 0420-0063 | 2980 | LB60LN-90-5/4" |  | 0420-0108 | 3015 |  | LB60LN-90H-1" |  | 0420-0891 | 2980 | LB60LN-90H-5/4" |  | 0420-0906 | 3015
|  | LB60LN-100-1" |  | 0420-0064 | 3290 | LB60LN-100-5/4" |  | 0420-0109 | 3325 |  | LB60LN-100H-1" |  | 0420-0892 | 3290 | LB60LN-100H-5/4" |  | 0420-0907 | 3325
|  | LB60LN-110-1" |  | 0420-0065 | 3600 | LB60LN-110-5/4" |  | 0420-0110 | 3635 |  | LB60LN-110H-1" |  | 0420-0893 | 3600 | LB60LN-110H-5/4" |  | 0420-0908 | 3635
|  | LB60LN-120-1" |  | 0420-0066 | 3910 | LB60LN-120-5/4" |  | 0420-0111 | 3945 |  | LB60LN-120H-1" |  | 0420-0894 | 3910 | LB60LN-120H-5/4" |  | 0420-0909 | 3945
|  | LB60LN-130-1" |  | 0420-0067 | 4220 | LB60LN-130-5/4" |  | 0420-0112 | 4255 |  | LB60LN-130H-1" |  | 0420-0895 | 4220 | LB60LN-130H-5/4" |  | 0420-0910 | 4255
|  | LB60LN-140-1" |  | 0420-0068 | 4530 | LB60LN-140-5/4" |  | 0420-0113 | 4565 |  | LB60LN-140H-1" |  | 0420-0896 | 4530 | LB60LN-140H-5/4" |  | 0420-0911 | 4565
|  | LB60LN-150-1" |  | 0420-0069 | 4840 | LB60LN-150-5/4" |  | 0420-0114 | 4875 |  | LB60LN-150H-1" |  | 0420-0897 | 4840 | LB60LN-150H-5/4" |  | 0420-0912 | 4875
| LB60LN | 2-PASS WITH 4 CONNECTIONS |  |  |  | 2-PASS WITH 4 CONNECTIONS |  |  |  | LB60LN-H | 2-PASS WITH 4 CONNECTIONS |  |  |  | 2-PASS WITH 4 CONNECTIONS
|  | LB60LN-10-2-1" | 4 x 1" | 0420-0463 | 570 | LB60LN-10-2-5/4" | 4 x 5/4" | 0420-0478 | 605 |  | LB60LN-10H-2-1" | 4 x 1" | 0420-0913 | 570 | LB60LN-10H-2-5/4" | 4 x 5/4" | 0420-0928 | 605
|  | LB60LN-20-2-1" |  | 0420-0464 | 880 | LB60LN-20-2-5/4" |  | 0420-0479 | 915 |  | LB60LN-20H-2-1" |  | 0420-0914 | 880 | LB60LN-20H-2-5/4" |  | 0420-0929 | 915
|  | LB60LN-30-2-1" |  | 0420-0465 | 1190 | LB60LN-30-2-5/4" |  | 0420-0480 | 1225 |  | LB60LN-30H-2-1" |  | 0420-0915 | 1190 | LB60LN-30H-2-5/4" |  | 0420-0930 | 1225
|  | LB60LN-40-2-1" |  | 0420-0466 | 1500 | LB60LN-40-2-5/4" |  | 0420-0481 | 1535 |  | LB60LN-40H-2-1" |  | 0420-0916 | 1500 | LB60LN-40H-2-5/4" |  | 0420-0931 | 1535
|  | LB60LN-50-2-1" |  | 0420-0467 | 1810 | LB60LN-50-2-5/4" |  | 0420-0482 | 1845 |  | LB60LN-50H-2-1" |  | 0420-0917 | 1810 | LB60LN-50H-2-5/4" |  | 0420-0932 | 1845
|  | LB60LN-60-2-1" |  | 0420-0468 | 2120 | LB60LN-60-2-5/4" |  | 0420-0483 | 2155 |  | LB60LN-60H-2-1" |  | 0420-0918 | 2120 | LB60LN-60H-2-5/4" |  | 0420-0933 | 2155
|  | LB60LN-70-2-1" |  | 0420-0469 | 2430 | LB60LN-70-2-5/4" |  | 0420-0484 | 2465 |  | LB60LN-70H-2-1" |  | 0420-0919 | 2430 | LB60LN-70H-2-5/4" |  | 0420-0934 | 2465
|  | LB60LN-80-2-1" |  | 0420-0470 | 2740 | LB60LN-80-2-5/4" |  | 0420-0485 | 2775 |  | LB60LN-80H-2-1" |  | 0420-0920 | 2740 | LB60LN-80H-2-5/4" |  | 0420-0935 | 2775
|  | LB60LN-90-2-1" |  | 0420-0471 | 3050 | LB60LN-90-2-5/4" |  | 0420-0486 | 3085 |  | LB60LN-90H-2-1" |  | 0420-0921 | 3050 | LB60LN-90H-2-5/4" |  | 0420-0936 | 3085
|  | LB60LN-100-2-1" |  | 0420-0472 | 3360 | LB60LN-100-2-5/4" |  | 0420-0487 | 3395 |  | LB60LN-100H-2-1" |  | 0420-0922 | 3360 | LB60LN-100H-2-5/4" |  | 0420-0937 | 3395
|  | LB60LN-110-2-1" |  | 0420-0473 | 3670 | LB60LN-110-2-5/4" |  | 0420-0488 | 3705 |  | LB60LN-110H-2-1" |  | 0420-0923 | 3670 | LB60LN-110H-2-5/4" |  | 0420-0938 | 3705
|  | LB60LN-120-2-1" |  | 0420-0474 | 3980 | LB60LN-120-2-5/4" |  | 0420-0489 | 4015 |  | LB60LN-120H-2-1" |  | 0420-0924 | 3980 | LB60LN-120H-2-5/4" |  | 0420-0939 | 4015
|  | LB60LN-130-2-1" |  | 0420-0475 | 4290 | LB60LN-130-2-5/4" |  | 0420-0490 | 4325 |  | LB60LN-130H-2-1" |  | 0420-0925 | 4290 | LB60LN-130H-2-5/4" |  | 0420-0940 | 4325
|  | LB60LN-140-2-1" |  | 0420-0476 | 4600 | LB60LN-140-2-5/4" |  | 0420-0491 | 4635 |  | LB60LN-140H-2-1" |  | 0420-0926 | 4600 | LB60LN-140H-2-5/4" |  | 0420-0941 | 4635
|  | LB60LN-150-2-1" |  | 0420-0477 | 4910 | LB60LN-150-2-5/4" |  | 0420-0492 | 4945 |  | LB60LN-150H-2-1" |  | 0420-0927 | 4910 | LB60LN-150H-2-5/4" |  | 0420-0942 | 4945
| LB60LN | 2-PASS WITH 6 CONNECTIONS |  |  |  | 2-PASS WITH 6 CONNECTIONS |  |  |  | LB60LN-H | 2-PASS WITH 6 CONNECTIONS |  |  |  | 2-PASS WITH 6 CONNECTIONS
|  | LB60LN-10-2S-1" | 6 x 1" | 0420-0493 | 595 | LB60LN-10-2S-5/4" | 6 x 5/4" | 0420-0508 | 650 |  | LB60LN-10H-2S-1" | 6 x 1" | 0420-0943 | 595 | LB60LN-10H-2S-5/4" | 6 x 5/4" | 0420-0958 | 650
|  | LB60LN-20-2S-1" |  | 0420-0494 | 905 | LB60LN-20-2S-5/4" |  | 0420-0509 | 960 |  | LB60LN-20H-2S-1" |  | 0420-0944 | 905 | LB60LN-20H-2S-5/4" |  | 0420-0959 | 960
|  | LB60LN-30-2S-1" |  | 0420-0495 | 1215 | LB60LN-30-2S-5/4" |  | 0420-0510 | 1270 |  | LB60LN-30H-2S-1" |  | 0420-0945 | 1215 | LB60LN-30H-2S-5/4" |  | 0420-0960 | 1270
|  | LB60LN-40-2S-1" |  | 0420-0496 | 1525 | LB60LN-40-2S-5/4" |  | 0420-0511 | 1580 |  | LB60LN-40H-2S-1" |  | 0420-0946 | 1525 | LB60LN-40H-2S-5/4" |  | 0420-0961 | 1580
|  | LB60LN-50-2S-1" |  | 0420-0497 | 1835 | LB60LN-50-2S-5/4" |  | 0420-0512 | 1890 |  | LB60LN-50H-2S-1" |  | 0420-0947 | 1835 | LB60LN-50H-2S-5/4" |  | 0420-0962 | 1890
|  | LB60LN-60-2S-1" |  | 0420-0498 | 2145 | LB60LN-60-2S-5/4" |  | 0420-0513 | 2200 |  | LB60LN-60H-2S-1" |  | 0420-0948 | 2145 | LB60LN-60H-2S-5/4" |  | 0420-0963 | 2200
|  | LB60LN-70-2S-1" |  | 0420-0499 | 2455 | LB60LN-70-2S-5/4" |  | 0420-0514 | 2510 |  | LB60LN-70H-2S-1" |  | 0420-0949 | 2455 | LB60LN-70H-2S-5/4" |  | 0420-0964 | 2510
|  | LB60LN-80-2S-1" |  | 0420-0500 | 2765 | LB60LN-80-2S-5/4" |  | 0420-0515 | 2820 |  | LB60LN-80H-2S-1" |  | 0420-0950 | 2765 | LB60LN-80H-2S-5/4" |  | 0420-0965 | 2820
|  | LB60LN-90-2S-1" |  | 0420-0501 | 3075 | LB60LN-90-2S-5/4" |  | 0420-0516 | 3130 |  | LB60LN-90H-2S-1" |  | 0420-0951 | 3075 | LB60LN-90H-2S-5/4" |  | 0420-0966 | 3130
|  | LB60LN-100-2S-1" |  | 0420-0502 | 3385 | LB60LN-100-2S-5/4" |  | 0420-0517 | 3440 |  | LB60LN-100H-2S-1" |  | 0420-0952 | 3385 | LB60LN-100H-2S-5/4" |  | 0420-0967 | 3440
|  | LB60LN-110-2S-1" |  | 0420-0503 | 3695 | LB60LN-110-2S-5/4" |  | 0420-0518 | 3750 |  | LB60LN-110H-2S-1" |  | 0420-0953 | 3695 | LB60LN-110H-2S-5/4" |  | 0420-0968 | 3750
|  | LB60LN-120-2S-1" |  | 0420-0504 | 4005 | LB60LN-120-2S-5/4" |  | 0420-0519 | 4060 |  | LB60LN-120H-2S-1" |  | 0420-0954 | 4005 | LB60LN-120H-2S-5/4" |  | 0420-0969 | 4060
|  | LB60LN-130-2S-1" |  | 0420-0505 | 4315 | LB60LN-130-2S-5/4" |  | 0420-0520 | 4370 |  | LB60LN-130H-2S-1" |  | 0420-0955 | 4315 | LB60LN-130H-2S-5/4" |  | 0420-0970 | 4370
|  | LB60LN-140-2S-1" |  | 0420-0506 | 4625 | LB60LN-140-2S-5/4" |  | 0420-0521 | 4680 |  | LB60LN-140H-2S-1" |  | 0420-0956 | 4625 | LB60LN-140H-2S-5/4" |  | 0420-0971 | 4680
|  | LB60LN-150-2S-1" |  | 0420-0507 | 4935 | LB60LN-150-2S-5/4" |  | 0420-0522 | 4990 |  | LB60LN-150H-2S-1" |  | 0420-0957 | 4935 | LB60LN-150H-2S-5/4" |  | 0420-0972 | 4990
LC110LN
|  | TYPE | CONNECTION | CODE | EUR | TYPE | CONNECTION | CODE | EUR |  | TYPE | CONNECTION | CODE | EUR | TYPE | CONNECTION | CODE | EUR
|  | 1-PASS |  |  |  | 1-PASS |  |  |  | LC110LN | 1-PASS |  |  |  | 1-PASS
| LC110LN | LC110LN-20-2" | 4 x 2" | 0420-0116 | 1540 | LC110LN-20-2,5" | 4 x 2,5" | 0420-0152 | 1610 |  | LC110LN-20-DN50.CS | 4 x DN50 FLANGE CS | 0420-0188 | 1725 | LC110LN-20-DN50.SS | 4 x DN50 FLANGE SS | 0420-0224 | 2285
|  | LC110LN-30-2" |  | 0420-0117 | 2100 | LC110LN-30-2,5" |  | 0420-0153 | 2170 |  | LC110LN-30-DN50.CS |  | 0420-0189 | 2285 | LC110LN-30-DN50.SS |  | 0420-0225 | 2845
|  | LC110LN-40-2" |  | 0420-0118 | 2660 | LC110LN-40-2,5" |  | 0420-0154 | 2730 |  | LC110LN-40-DN50.CS |  | 0420-0190 | 2845 | LC110LN-40-DN50.SS |  | 0420-0226 | 3405
|  | LC110LN-50-2" |  | 0420-0119 | 3220 | LC110LN-50-2,5" |  | 0420-0155 | 3290 |  | LC110LN-50-DN50.CS |  | 0420-0191 | 3405 | LC110LN-50-DN50.SS |  | 0420-0227 | 3965
|  | LC110LN-60-2" |  | 0420-0120 | 3780 | LC110LN-60-2,5" |  | 0420-0156 | 3850 |  | LC110LN-60-DN50.CS |  | 0420-0192 | 3965 | LC110LN-60-DN50.SS |  | 0420-0228 | 4525
|  | LC110LN-70-2" |  | 0420-0121 | 4340 | LC110LN-70-2,5" |  | 0420-0157 | 4410 |  | LC110LN-70-DN50.CS |  | 0420-0193 | 4525 | LC110LN-70-DN50.SS |  | 0420-0229 | 5085
|  | LC110LN-80-2" |  | 0420-0122 | 4900 | LC110LN-80-2,5" |  | 0420-0158 | 4970 |  | LC110LN-80-DN50.CS |  | 0420-0194 | 5085 | LC110LN-80-DN50.SS |  | 0420-0230 | 5645
|  | LC110LN-90-2" |  | 0420-0123 | 5460 | LC110LN-90-2,5" |  | 0420-0159 | 5530 |  | LC110LN-90-DN50.CS |  | 0420-0195 | 5645 | LC110LN-90-DN50.SS |  | 0420-0231 | 6205
|  | LC110LN-100-2" |  | 0420-0124 | 6020 | LC110LN-100-2,5" |  | 0420-0160 | 6090 |  | LC110LN-100-DN50.CS |  | 0420-0196 | 6205 | LC110LN-100-DN50.SS |  | 0420-0232 | 6765
|  | LC110LN-110-2" |  | 0420-0125 | 6580 | LC110LN-110-2,5" |  | 0420-0161 | 6650 |  | LC110LN-110-DN50.CS |  | 0420-0197 | 6765 | LC110LN-110-DN50.SS |  | 0420-0233 | 7325
|  | LC110LN-120-2" |  | 0420-0126 | 7140 | LC110LN-120-2,5" |  | 0420-0162 | 7210 |  | LC110LN-120-DN50.CS |  | 0420-0198 | 7325 | LC110LN-120-DN50.SS |  | 0420-0234 | 7885
|  | LC110LN-130-2" |  | 0420-0127 | 7700 | LC110LN-130-2,5" |  | 0420-0163 | 7770 |  | LC110LN-130-DN50.CS |  | 0420-0199 | 7885 | LC110LN-130-DN50.SS |  | 0420-0235 | 8445
|  | LC110LN-140-2" |  | 0420-0128 | 8260 | LC110LN-140-2,5" |  | 0420-0164 | 8330 |  | LC110LN-140-DN50.CS |  | 0420-0200 | 8445 | LC110LN-140-DN50.SS |  | 0420-0236 | 9005
|  | LC110LN-150-2" |  | 0420-0129 | 8820 | LC110LN-150-2,5" |  | 0420-0165 | 8890 |  | LC110LN-150-DN50.CS |  | 0420-0201 | 9005 | LC110LN-150-DN50.SS |  | 0420-0237 | 9565
|  | LC110LN-160-2" |  | 0420-0130 | 9380 | LC110LN-160-2,5" |  | 0420-0166 | 9450 |  | LC110LN-160-DN50.CS |  | 0420-0202 | 9565 | LC110LN-160-DN50.SS |  | 0420-0238 | 10125
|  | LC110LN-170-2" |  | 0420-0131 | 9940 | LC110LN-170-2,5" |  | 0420-0167 | 10010 |  | LC110LN-170-DN50.CS |  | 0420-0203 | 10125 | LC110LN-170-DN50.SS |  | 0420-0239 | 10685
|  | LC110LN-180-2" |  | 0420-0132 | 10500 | LC110LN-180-2,5" |  | 0420-0168 | 10570 |  | LC110LN-180-DN50.CS |  | 0420-0204 | 10685 | LC110LN-180-DN50.SS |  | 0420-0240 | 11245
| LC110LN | 2-PASS WITH 4 CONNECTIONS |  |  |  | 2-PASS WITH 4 CONNECTIONS |  |  |  | LC110LN | 2-PASS WITH 4 CONNECTIONS |  |  |  | 2-PASS WITH 4 CONNECTIONS
|  | LC110LN-20-2-2" | 4 x 2" | 0420-0524 | 1690 | LC110LN-20-2-2,5" | 4 x 2,5" | 0420-0596 | 1760 |  | LC110LN-20-2-DN50.CS | 4 x DN50 FLANGE CS | 0420-0668 | 1875 | LC110LN-20-2-DN50.SS | 4 x DN50 FLANGE SS | 0420-0740 | 2435
|  | LC110LN-30-2-2" |  | 0420-0525 | 2250 | LC110LN-30-2-2,5" |  | 0420-0597 | 2320 |  | LC110LN-30-2-DN50.CS |  | 0420-0669 | 2435 | LC110LN-30-2-DN50.SS |  | 0420-0741 | 2995
|  | LC110LN-40-2-2" |  | 0420-0526 | 2810 | LC110LN-40-2-2,5" |  | 0420-0598 | 2880 |  | LC110LN-40-2-DN50.CS |  | 0420-0670 | 2995 | LC110LN-40-2-DN50.SS |  | 0420-0742 | 3555
|  | LC110LN-50-2-2" |  | 0420-0527 | 3370 | LC110LN-50-2-2,5" |  | 0420-0599 | 3440 |  | LC110LN-50-2-DN50.CS |  | 0420-0671 | 3555 | LC110LN-50-2-DN50.SS |  | 0420-0743 | 4115
|  | LC110LN-60-2-2" |  | 0420-0528 | 3930 | LC110LN-60-2-2,5" |  | 0420-0600 | 4000 |  | LC110LN-60-2-DN50.CS |  | 0420-0672 | 4115 | LC110LN-60-2-DN50.SS |  | 0420-0744 | 4675
|  | LC110LN-70-2-2" |  | 0420-0529 | 4490 | LC110LN-70-2-2,5" |  | 0420-0601 | 4560 |  | LC110LN-70-2-DN50.CS |  | 0420-0673 | 4675 | LC110LN-70-2-DN50.SS |  | 0420-0745 | 5235
|  | LC110LN-80-2-2" |  | 0420-0530 | 5050 | LC110LN-80-2-2,5" |  | 0420-0602 | 5120 |  | LC110LN-80-2-DN50.CS |  | 0420-0674 | 5235 | LC110LN-80-2-DN50.SS |  | 0420-0746 | 5795
|  | LC110LN-90-2-2" |  | 0420-0531 | 5610 | LC110LN-90-2-2,5" |  | 0420-0603 | 5680 |  | LC110LN-90-2-DN50.CS |  | 0420-0675 | 5795 | LC110LN-90-2-DN50.SS |  | 0420-0747 | 6355
|  | LC110LN-100-2-2" |  | 0420-0532 | 6170 | LC110LN-100-2-2,5" |  | 0420-0604 | 6240 |  | LC110LN-100-2-DN50.CS |  | 0420-0676 | 6355 | LC110LN-100-2-DN50.SS |  | 0420-0748 | 6915
|  | LC110LN-110-2-2" |  | 0420-0533 | 6730 | LC110LN-110-2-2,5" |  | 0420-0605 | 6800 |  | LC110LN-110-2-DN50.CS |  | 0420-0677 | 6915 | LC110LN-110-2-DN50.SS |  | 0420-0749 | 7475
|  | LC110LN-120-2-2" |  | 0420-0534 | 7290 | LC110LN-120-2-2,5" |  | 0420-0606 | 7360 |  | LC110LN-120-2-DN50.CS |  | 0420-0678 | 7475 | LC110LN-120-2-DN50.SS |  | 0420-0750 | 8035
|  | LC110LN-130-2-2" |  | 0420-0535 | 7850 | LC110LN-130-2-2,5" |  | 0420-0607 | 7920 |  | LC110LN-130-2-DN50.CS |  | 0420-0679 | 8035 | LC110LN-130-2-DN50.SS |  | 0420-0751 | 8595
|  | LC110LN-140-2-2" |  | 0420-0536 | 8410 | LC110LN-140-2-2,5" |  | 0420-0608 | 8480 |  | LC110LN-140-2-DN50.CS |  | 0420-0680 | 8595 | LC110LN-140-2-DN50.SS |  | 0420-0752 | 9155
|  | LC110LN-150-2-2" |  | 0420-0537 | 8970 | LC110LN-150-2-2,5" |  | 0420-0609 | 9040 |  | LC110LN-150-2-DN50.CS |  | 0420-0681 | 9155 | LC110LN-150-2-DN50.SS |  | 0420-0753 | 9715
|  | LC110LN-160-2-2" |  | 0420-0538 | 9530 | LC110LN-160-2-2,5" |  | 0420-0610 | 9600 |  | LC110LN-160-2-DN50.CS |  | 0420-0682 | 9715 | LC110LN-160-2-DN50.SS |  | 0420-0754 | 10275
|  | LC110LN-170-2-2" |  | 0420-0539 | 10090 | LC110LN-170-2-2,5" |  | 0420-0611 | 10160 |  | LC110LN-170-2-DN50.CS |  | 0420-0683 | 10275 | LC110LN-170-2-DN50.SS |  | 0420-0755 | 10835
|  | LC110LN-180-2-2" |  | 0420-0540 | 10650 | LC110LN-180-2-2,5" |  | 0420-0612 | 10720 |  | LC110LN-180-2-DN50.CS |  | 0420-0684 | 10835 | LC110LN-180-2-DN50.SS |  | 0420-0756 | 11395
| LC110LN | 2-PASS WITH 6 CONNECTIONS |  |  |  | 2-PASS WITH 6 CONNECTIONS |  |  |  | LC110LN | 2-PASS WITH 6 CONNECTIONS |  |  |  | 2-PASS WITH 6 CONNECTIONS
|  | LC110LN-20-2S-2" | 6 x 2" | 0420-0560 | 1750 | LC110LN-20-2S-2,5" | 6 x 2,5" | 0420-0632 | 1850 |  | LC110LN-20-2S-DN50.CS | 6 x DN50 FLANGE CS | 0420-0704 | 2025 | LC110LN-20-2S-DN50.SS | 6 x DN50 FLANGE SS | 0420-0776 | 2870
|  | LC110LN-30-2S-2" |  | 0420-0561 | 2310 | LC110LN-30-2S-2,5" |  | 0420-0633 | 2410 |  | LC110LN-30-2S-DN50.CS |  | 0420-0705 | 2585 | LC110LN-30-2S-DN50.SS |  | 0420-0777 | 3430
|  | LC110LN-40-2S-2" |  | 0420-0562 | 2870 | LC110LN-40-2S-2,5" |  | 0420-0634 | 2970 |  | LC110LN-40-2S-DN50.CS |  | 0420-0706 | 3145 | LC110LN-40-2S-DN50.SS |  | 0420-0778 | 3990
|  | LC110LN-50-2S-2" |  | 0420-0563 | 3430 | LC110LN-50-2S-2,5" |  | 0420-0635 | 3530 |  | LC110LN-50-2S-DN50.CS |  | 0420-0707 | 3705 | LC110LN-50-2S-DN50.SS |  | 0420-0779 | 4550
|  | LC110LN-60-2S-2" |  | 0420-0564 | 3990 | LC110LN-60-2S-2,5" |  | 0420-0636 | 4090 |  | LC110LN-60-2S-DN50.CS |  | 0420-0708 | 4265 | LC110LN-60-2S-DN50.SS |  | 0420-0780 | 5110
|  | LC110LN-70-2S-2" |  | 0420-0565 | 4550 | LC110LN-70-2S-2,5" |  | 0420-0637 | 4650 |  | LC110LN-70-2S-DN50.CS |  | 0420-0709 | 4825 | LC110LN-70-2S-DN50.SS |  | 0420-0781 | 5670
|  | LC110LN-80-2S-2" |  | 0420-0566 | 5110 | LC110LN-80-2S-2,5" |  | 0420-0638 | 5210 |  | LC110LN-80-2S-DN50.CS |  | 0420-0710 | 5385 | LC110LN-80-2S-DN50.SS |  | 0420-0782 | 6230
|  | LC110LN-90-2S-2" |  | 0420-0567 | 5670 | LC110LN-90-2S-2,5" |  | 0420-0639 | 5770 |  | LC110LN-90-2S-DN50.CS |  | 0420-0711 | 5945 | LC110LN-90-2S-DN50.SS |  | 0420-0783 | 6790
|  | LC110LN-100-2S-2" |  | 0420-0568 | 6230 | LC110LN-100-2S-2,5" |  | 0420-0640 | 6330 |  | LC110LN-100-2S-DN50.CS |  | 0420-0712 | 6505 | LC110LN-100-2S-DN50.SS |  | 0420-0784 | 7350
|  | LC110LN-110-2S-2" |  | 0420-0569 | 6790 | LC110LN-110-2S-2,5" |  | 0420-0641 | 6890 |  | LC110LN-110-2S-DN50.CS |  | 0420-0713 | 7065 | LC110LN-110-2S-DN50.SS |  | 0420-0785 | 7910
|  | LC110LN-120-2S-2" |  | 0420-0570 | 7350 | LC110LN-120-2S-2,5" |  | 0420-0642 | 7450 |  | LC110LN-120-2S-DN50.CS |  | 0420-0714 | 7625 | LC110LN-120-2S-DN50.SS |  | 0420-0786 | 8470
|  | LC110LN-130-2S-2" |  | 0420-0571 | 7910 | LC110LN-130-2S-2,5" |  | 0420-0643 | 8010 |  | LC110LN-130-2S-DN50.CS |  | 0420-0715 | 8185 | LC110LN-130-2S-DN50.SS |  | 0420-0787 | 9030
|  | LC110LN-140-2S-2" |  | 0420-0572 | 8470 | LC110LN-140-2S-2,5" |  | 0420-0644 | 8570 |  | LC110LN-140-2S-DN50.CS |  | 0420-0716 | 8745 | LC110LN-140-2S-DN50.SS |  | 0420-0788 | 9590
|  | LC110LN-150-2S-2" |  | 0420-0573 | 9030 | LC110LN-150-2S-2,5" |  | 0420-0645 | 9130 |  | LC110LN-150-2S-DN50.CS |  | 0420-0717 | 9305 | LC110LN-150-2S-DN50.SS |  | 0420-0789 | 10150
|  | LC110LN-160-2S-2" |  | 0420-0574 | 9590 | LC110LN-160-2S-2,5" |  | 0420-0646 | 9690 |  | LC110LN-160-2S-DN50.CS |  | 0420-0718 | 9865 | LC110LN-160-2S-DN50.SS |  | 0420-0790 | 10710
|  | LC110LN-170-2S-2" |  | 0420-0575 | 10150 | LC110LN-170-2S-2,5" |  | 0420-0647 | 10250 |  | LC110LN-170-2S-DN50.CS |  | 0420-0719 | 10425 | LC110LN-170-2S-DN50.SS |  | 0420-0791 | 11270
|  | LC110LN-180-2S-2" |  | 0420-0576 | 10710 | LC110LN-180-2S-2,5" |  | 0420-0648 | 10810 |  | LC110LN-180-2S-DN50.CS |  | 0420-0720 | 10985 | LC110LN-180-2S-DN50.SS |  | 0420-0792 | 11830
LC110LN-L
|  | TYPE | CONNECTION | CODE | EUR | TYPE | CONNECTION | CODE | EUR |  | TYPE | CONNECTION | CODE | EUR | TYPE | CONNECTION | CODE | EUR
|  | 1-PASS |  |  |  | 1-PASS |  |  |  | LC110LN-L | 1-PASS |  |  |  | 1-PASS
| LC110LN-L | LC110LN-20L-2" | 4 x 2" | 0420-0974 | 1540 | LC110LN-20L-2,5" | 4 x 2,5" | 0420-0992 | 1610 |  | LC110LN-20L-DN50.CS | 4 x DN50 FLANGE CS | 0420-1010 | 1725 | LC110LN-20L-DN50.SS | 4 x DN50 FLANGE SS | 0420-1028 | 2285
|  | LC110LN-30L-2" |  | 0420-0975 | 2100 | LC110LN-30L-2,5" |  | 0420-0993 | 2170 |  | LC110LN-30L-DN50.CS |  | 0420-1011 | 2285 | LC110LN-30L-DN50.SS |  | 0420-1029 | 2845
|  | LC110LN-40L-2" |  | 0420-0976 | 2660 | LC110LN-40L-2,5" |  | 0420-0994 | 2730 |  | LC110LN-40L-DN50.CS |  | 0420-1012 | 2845 | LC110LN-40L-DN50.SS |  | 0420-1030 | 3405
|  | LC110LN-50L-2" |  | 0420-0977 | 3220 | LC110LN-50L-2,5" |  | 0420-0995 | 3290 |  | LC110LN-50L-DN50.CS |  | 0420-1013 | 3405 | LC110LN-50L-DN50.SS |  | 0420-1031 | 3965
|  | LC110LN-60L-2" |  | 0420-0978 | 3780 | LC110LN-60L-2,5" |  | 0420-0996 | 3850 |  | LC110LN-60L-DN50.CS |  | 0420-1014 | 3965 | LC110LN-60L-DN50.SS |  | 0420-1032 | 4525
|  | LC110LN-70L-2" |  | 0420-0979 | 4340 | LC110LN-70L-2,5" |  | 0420-0997 | 4410 |  | LC110LN-70L-DN50.CS |  | 0420-1015 | 4525 | LC110LN-70L-DN50.SS |  | 0420-1033 | 5085
|  | LC110LN-80L-2" |  | 0420-0980 | 4900 | LC110LN-80L-2,5" |  | 0420-0998 | 4970 |  | LC110LN-80L-DN50.CS |  | 0420-1016 | 5085 | LC110LN-80L-DN50.SS |  | 0420-1034 | 5645
|  | LC110LN-90L-2" |  | 0420-0981 | 5460 | LC110LN-90L-2,5" |  | 0420-0999 | 5530 |  | LC110LN-90L-DN50.CS |  | 0420-1017 | 5645 | LC110LN-90L-DN50.SS |  | 0420-1035 | 6205
|  | LC110LN-100L-2" |  | 0420-0982 | 6020 | LC110LN-100L-2,5" |  | 0420-1000 | 6090 |  | LC110LN-100L-DN50.CS |  | 0420-1018 | 6205 | LC110LN-100L-DN50.SS |  | 0420-1036 | 6765
|  | LC110LN-110L-2" |  | 0420-0983 | 6580 | LC110LN-110L-2,5" |  | 0420-1001 | 6650 |  | LC110LN-110L-DN50.CS |  | 0420-1019 | 6765 | LC110LN-110L-DN50.SS |  | 0420-1037 | 7325
|  | LC110LN-120L-2" |  | 0420-0984 | 7140 | LC110LN-120L-2,5" |  | 0420-1002 | 7210 |  | LC110LN-120L-DN50.CS |  | 0420-1020 | 7325 | LC110LN-120L-DN50.SS |  | 0420-1038 | 7885
|  | LC110LN-130L-2" |  | 0420-0985 | 7700 | LC110LN-130L-2,5" |  | 0420-1003 | 7770 |  | LC110LN-130L-DN50.CS |  | 0420-1021 | 7885 | LC110LN-130L-DN50.SS |  | 0420-1039 | 8445
|  | LC110LN-140L-2" |  | 0420-0986 | 8260 | LC110LN-140L-2,5" |  | 0420-1004 | 8330 |  | LC110LN-140L-DN50.CS |  | 0420-1022 | 8445 | LC110LN-140L-DN50.SS |  | 0420-1040 | 9005
|  | LC110LN-150L-2" |  | 0420-0987 | 8820 | LC110LN-150L-2,5" |  | 0420-1005 | 8890 |  | LC110LN-150L-DN50.CS |  | 0420-1023 | 9005 | LC110LN-150L-DN50.SS |  | 0420-1041 | 9565
|  | LC110LN-160L-2" |  | 0420-0988 | 9380 | LC110LN-160L-2,5" |  | 0420-1006 | 9450 |  | LC110LN-160L-DN50.CS |  | 0420-1024 | 9565 | LC110LN-160L-DN50.SS |  | 0420-1042 | 10125
|  | LC110LN-170L-2" |  | 0420-0989 | 9940 | LC110LN-170L-2,5" |  | 0420-1007 | 10010 |  | LC110LN-170L-DN50.CS |  | 0420-1025 | 10125 | LC110LN-170L-DN50.SS |  | 0420-1043 | 10685
|  | LC110LN-180L-2" |  | 0420-0990 | 10500 | LC110LN-180L-2,5" |  | 0420-1008 | 10570 |  | LC110LN-180L-DN50.CS |  | 0420-1026 | 10685 | LC110LN-180L-DN50.SS |  | 0420-1044 | 11245
| LC110LN-L | 2-PASS WITH 4 CONNECTIONS |  |  |  | 2-PASS WITH 4 CONNECTIONS |  |  |  | LC110LN-L | 2-PASS WITH 4 CONNECTIONS |  |  |  | 2-PASS WITH 4 CONNECTIONS
|  | LC110LN-20L-2-2" | 4 x 2" | 0420-1046 | 1690 | LC110LN-20L-2-2,5" | 4 x 2,5" | 0420-1064 | 1760 |  | LC110LN-20L-2-DN50.CS | 4 x DN50 FLANGE CS | 0420-1082 | 1875 | LC110LN-20L-2-DN50.SS | 4 x DN50 FLANGE SS | 0420-1100 | 2435
|  | LC110LN-30L-2-2" |  | 0420-1047 | 2250 | LC110LN-30L-2-2,5" |  | 0420-1065 | 2320 |  | LC110LN-30L-2-DN50.CS |  | 0420-1083 | 2435 | LC110LN-30L-2-DN50.SS |  | 0420-1101 | 2995
|  | LC110LN-40L-2-2" |  | 0420-1048 | 2810 | LC110LN-40L-2-2,5" |  | 0420-1066 | 2880 |  | LC110LN-40L-2-DN50.CS |  | 0420-1084 | 2995 | LC110LN-40L-2-DN50.SS |  | 0420-1102 | 3555
|  | LC110LN-50L-2-2" |  | 0420-1049 | 3370 | LC110LN-50L-2-2,5" |  | 0420-1067 | 3440 |  | LC110LN-50L-2-DN50.CS |  | 0420-1085 | 3555 | LC110LN-50L-2-DN50.SS |  | 0420-1103 | 4115
|  | LC110LN-60L-2-2" |  | 0420-1050 | 3930 | LC110LN-60L-2-2,5" |  | 0420-1068 | 4000 |  | LC110LN-60L-2-DN50.CS |  | 0420-1086 | 4115 | LC110LN-60L-2-DN50.SS |  | 0420-1104 | 4675
|  | LC110LN-70L-2-2" |  | 0420-1051 | 4490 | LC110LN-70L-2-2,5" |  | 0420-1069 | 4560 |  | LC110LN-70L-2-DN50.CS |  | 0420-1087 | 4675 | LC110LN-70L-2-DN50.SS |  | 0420-1105 | 5235
|  | LC110LN-80L-2-2" |  | 0420-1052 | 5050 | LC110LN-80L-2-2,5" |  | 0420-1070 | 5120 |  | LC110LN-80L-2-DN50.CS |  | 0420-1088 | 5235 | LC110LN-80L-2-DN50.SS |  | 0420-1106 | 5795
|  | LC110LN-90L-2-2" |  | 0420-1053 | 5610 | LC110LN-90L-2-2,5" |  | 0420-1071 | 5680 |  | LC110LN-90L-2-DN50.CS |  | 0420-1089 | 5795 | LC110LN-90L-2-DN50.SS |  | 0420-1107 | 6355
|  | LC110LN-100L-2-2" |  | 0420-1054 | 6170 | LC110LN-100L-2-2,5" |  | 0420-1072 | 6240 |  | LC110LN-100L-2-DN50.CS |  | 0420-1090 | 6355 | LC110LN-100L-2-DN50.SS |  | 0420-1108 | 6915
|  | LC110LN-110L-2-2" |  | 0420-1055 | 6730 | LC110LN-110L-2-2,5" |  | 0420-1073 | 6800 |  | LC110LN-110L-2-DN50.CS |  | 0420-1091 | 6915 | LC110LN-110L-2-DN50.SS |  | 0420-1109 | 7475
|  | LC110LN-120L-2-2" |  | 0420-1056 | 7290 | LC110LN-120L-2-2,5" |  | 0420-1074 | 7360 |  | LC110LN-120L-2-DN50.CS |  | 0420-1092 | 7475 | LC110LN-120L-2-DN50.SS |  | 0420-1110 | 8035
|  | LC110LN-130L-2-2" |  | 0420-1057 | 7850 | LC110LN-130L-2-2,5" |  | 0420-1075 | 7920 |  | LC110LN-130L-2-DN50.CS |  | 0420-1093 | 8035 | LC110LN-130L-2-DN50.SS |  | 0420-1111 | 8595
|  | LC110LN-140L-2-2" |  | 0420-1058 | 8410 | LC110LN-140L-2-2,5" |  | 0420-1076 | 8480 |  | LC110LN-140L-2-DN50.CS |  | 0420-1094 | 8595 | LC110LN-140L-2-DN50.SS |  | 0420-1112 | 9155
|  | LC110LN-150L-2-2" |  | 0420-1059 | 8970 | LC110LN-150L-2-2,5" |  | 0420-1077 | 9040 |  | LC110LN-150L-2-DN50.CS |  | 0420-1095 | 9155 | LC110LN-150L-2-DN50.SS |  | 0420-1113 | 9715
|  | LC110LN-160L-2-2" |  | 0420-1060 | 9530 | LC110LN-160L-2-2,5" |  | 0420-1078 | 9600 |  | LC110LN-160L-2-DN50.CS |  | 0420-1096 | 9715 | LC110LN-160L-2-DN50.SS |  | 0420-1114 | 10275
|  | LC110LN-170L-2-2" |  | 0420-1061 | 10090 | LC110LN-170L-2-2,5" |  | 0420-1079 | 10160 |  | LC110LN-170L-2-DN50.CS |  | 0420-1097 | 10275 | LC110LN-170L-2-DN50.SS |  | 0420-1115 | 10835
|  | LC110LN-180L-2-2" |  | 0420-1062 | 10650 | LC110LN-180L-2-2,5" |  | 0420-1080 | 10720 |  | LC110LN-180L-2-DN50.CS |  | 0420-1098 | 10835 | LC110LN-180L-2-DN50.SS |  | 0420-1116 | 11395
| LC110LN-L | 2-PASS WITH 6 CONNECTIONS |  |  |  | 2-PASS WITH 6 CONNECTIONS |  |  |  | LC110LN-L | 2-PASS WITH 6 CONNECTIONS |  |  |  | 2-PASS WITH 6 CONNECTIONS
|  | LC110LN-20L-2S-2" | 6 x 2" | 0420-1118 | 1750 | LC110LN-20L-2S-2,5" | 6 x 2,5" | 0420-1136 | 1850 |  | LC110LN-20L-2S-DN50.CS | 6 x DN50 FLANGE CS | 0420-1154 | 2025 | LC110LN-20L-2S-DN50.SS | 6 x DN50 FLANGE SS | 0420-1172 | 2870
|  | LC110LN-30L-2S-2" |  | 0420-1119 | 2310 | LC110LN-30L-2S-2,5" |  | 0420-1137 | 2410 |  | LC110LN-30L-2S-DN50.CS |  | 0420-1155 | 2585 | LC110LN-30L-2S-DN50.SS |  | 0420-1173 | 3430
|  | LC110LN-40L-2S-2" |  | 0420-1120 | 2870 | LC110LN-40L-2S-2,5" |  | 0420-1138 | 2970 |  | LC110LN-40L-2S-DN50.CS |  | 0420-1156 | 3145 | LC110LN-40L-2S-DN50.SS |  | 0420-1174 | 3990
|  | LC110LN-50L-2S-2" |  | 0420-1121 | 3430 | LC110LN-50L-2S-2,5" |  | 0420-1139 | 3530 |  | LC110LN-50L-2S-DN50.CS |  | 0420-1157 | 3705 | LC110LN-50L-2S-DN50.SS |  | 0420-1175 | 4550
|  | LC110LN-60L-2S-2" |  | 0420-1122 | 3990 | LC110LN-60L-2S-2,5" |  | 0420-1140 | 4090 |  | LC110LN-60L-2S-DN50.CS |  | 0420-1158 | 4265 | LC110LN-60L-2S-DN50.SS |  | 0420-1176 | 5110
|  | LC110LN-70L-2S-2" |  | 0420-1123 | 4550 | LC110LN-70L-2S-2,5" |  | 0420-1141 | 4650 |  | LC110LN-70L-2S-DN50.CS |  | 0420-1159 | 4825 | LC110LN-70L-2S-DN50.SS |  | 0420-1177 | 5670
|  | LC110LN-80L-2S-2" |  | 0420-1124 | 5110 | LC110LN-80L-2S-2,5" |  | 0420-1142 | 5210 |  | LC110LN-80L-2S-DN50.CS |  | 0420-1160 | 5385 | LC110LN-80L-2S-DN50.SS |  | 0420-1178 | 6230
|  | LC110LN-90L-2S-2" |  | 0420-1125 | 5670 | LC110LN-90L-2S-2,5" |  | 0420-1143 | 5770 |  | LC110LN-90L-2S-DN50.CS |  | 0420-1161 | 5945 | LC110LN-90L-2S-DN50.SS |  | 0420-1179 | 6790
|  | LC110LN-100L-2S-2" |  | 0420-1126 | 6230 | LC110LN-100L-2S-2,5" |  | 0420-1144 | 6330 |  | LC110LN-100L-2S-DN50.CS |  | 0420-1162 | 6505 | LC110LN-100L-2S-DN50.SS |  | 0420-1180 | 7350
|  | LC110LN-110L-2S-2" |  | 0420-1127 | 6790 | LC110LN-110L-2S-2,5" |  | 0420-1145 | 6890 |  | LC110LN-110L-2S-DN50.CS |  | 0420-1163 | 7065 | LC110LN-110L-2S-DN50.SS |  | 0420-1181 | 7910
|  | LC110LN-120L-2S-2" |  | 0420-1128 | 7350 | LC110LN-120L-2S-2,5" |  | 0420-1146 | 7450 |  | LC110LN-120L-2S-DN50.CS |  | 0420-1164 | 7625 | LC110LN-120L-2S-DN50.SS |  | 0420-1182 | 8470
|  | LC110LN-130L-2S-2" |  | 0420-1129 | 7910 | LC110LN-130L-2S-2,5" |  | 0420-1147 | 8010 |  | LC110LN-130L-2S-DN50.CS |  | 0420-1165 | 8185 | LC110LN-130L-2S-DN50.SS |  | 0420-1183 | 9030
|  | LC110LN-140L-2S-2" |  | 0420-1130 | 8470 | LC110LN-140L-2S-2,5" |  | 0420-1148 | 8570 |  | LC110LN-140L-2S-DN50.CS |  | 0420-1166 | 8745 | LC110LN-140L-2S-DN50.SS |  | 0420-1184 | 9590
|  | LC110LN-150L-2S-2" |  | 0420-1131 | 9030 | LC110LN-150L-2S-2,5" |  | 0420-1149 | 9130 |  | LC110LN-150L-2S-DN50.CS |  | 0420-1167 | 9305 | LC110LN-150L-2S-DN50.SS |  | 0420-1185 | 10150
|  | LC110LN-160L-2S-2" |  | 0420-1132 | 9590 | LC110LN-160L-2S-2,5" |  | 0420-1150 | 9690 |  | LC110LN-160L-2S-DN50.CS |  | 0420-1168 | 9865 | LC110LN-160L-2S-DN50.SS |  | 0420-1186 | 10710
|  | LC110LN-170L-2S-2" |  | 0420-1133 | 10150 | LC110LN-170L-2S-2,5" |  | 0420-1151 | 10250 |  | LC110LN-170L-2S-DN50.CS |  | 0420-1169 | 10425 | LC110LN-170L-2S-DN50.SS |  | 0420-1187 | 11270
|  | LC110LN-180L-2S-2" |  | 0420-1134 | 10710 | LC110LN-180L-2S-2,5" |  | 0420-1152 | 10810 |  | LC110LN-180L-2S-DN50.CS |  | 0420-1170 | 10985 | LC110LN-180L-2S-DN50.SS |  | 0420-1188 | 11830
LC170LN
|  | TYPE | CONNECTION | CODE | EUR | TYPE | CONNECTION | CODE | EUR |  | TYPE | CONNECTION | CODE | EUR | TYPE | CONNECTION | CODE | EUR
|  | 1-PASS |  |  |  | 1-PASS |  |  |  | LC170LN | 1-PASS |  |  |  | 1-PASS
| LC170LN | LC170LN-20-2" | 4 x 2" | 0420-0134 | 2250 | LC170LN-20-2,5" | 4 x 2,5" | 0420-0170 | 2320 |  | LC170LN-20-DN50.CS | 4 x DN50 FLANGE CS | 0420-0206 | 2435 | LC170LN-20-DN50.SS | 4 x DN50 FLANGE SS | 0420-0242 | 2995
|  | LC170LN-30-2" |  | 0420-0135 | 3100 | LC170LN-30-2,5" |  | 0420-0171 | 3170 |  | LC170LN-30-DN50.CS |  | 0420-0207 | 3285 | LC170LN-30-DN50.SS |  | 0420-0243 | 3845
|  | LC170LN-40-2" |  | 0420-0136 | 3950 | LC170LN-40-2,5" |  | 0420-0172 | 4020 |  | LC170LN-40-DN50.CS |  | 0420-0208 | 4135 | LC170LN-40-DN50.SS |  | 0420-0244 | 4695
|  | LC170LN-50-2" |  | 0420-0137 | 4800 | LC170LN-50-2,5" |  | 0420-0173 | 4870 |  | LC170LN-50-DN50.CS |  | 0420-0209 | 4985 | LC170LN-50-DN50.SS |  | 0420-0245 | 5545
|  | LC170LN-60-2" |  | 0420-0138 | 5650 | LC170LN-60-2,5" |  | 0420-0174 | 5720 |  | LC170LN-60-DN50.CS |  | 0420-0210 | 5835 | LC170LN-60-DN50.SS |  | 0420-0246 | 6395
|  | LC170LN-70-2" |  | 0420-0139 | 6500 | LC170LN-70-2,5" |  | 0420-0175 | 6570 |  | LC170LN-70-DN50.CS |  | 0420-0211 | 6685 | LC170LN-70-DN50.SS |  | 0420-0247 | 7245
|  | LC170LN-80-2" |  | 0420-0140 | 7350 | LC170LN-80-2,5" |  | 0420-0176 | 7420 |  | LC170LN-80-DN50.CS |  | 0420-0212 | 7535 | LC170LN-80-DN50.SS |  | 0420-0248 | 8095
|  | LC170LN-90-2" |  | 0420-0141 | 8200 | LC170LN-90-2,5" |  | 0420-0177 | 8270 |  | LC170LN-90-DN50.CS |  | 0420-0213 | 8385 | LC170LN-90-DN50.SS |  | 0420-0249 | 8945
|  | LC170LN-100-2" |  | 0420-0142 | 9050 | LC170LN-100-2,5" |  | 0420-0178 | 9120 |  | LC170LN-100-DN50.CS |  | 0420-0214 | 9235 | LC170LN-100-DN50.SS |  | 0420-0250 | 9795
|  | LC170LN-110-2" |  | 0420-0143 | 9900 | LC170LN-110-2,5" |  | 0420-0179 | 9970 |  | LC170LN-110-DN50.CS |  | 0420-0215 | 10085 | LC170LN-110-DN50.SS |  | 0420-0251 | 10645
|  | LC170LN-120-2" |  | 0420-0144 | 10750 | LC170LN-120-2,5" |  | 0420-0180 | 10820 |  | LC170LN-120-DN50.CS |  | 0420-0216 | 10935 | LC170LN-120-DN50.SS |  | 0420-0252 | 11495
|  | LC170LN-130-2" |  | 0420-0145 | 11600 | LC170LN-130-2,5" |  | 0420-0181 | 11670 |  | LC170LN-130-DN50.CS |  | 0420-0217 | 11785 | LC170LN-130-DN50.SS |  | 0420-0253 | 12345
|  | LC170LN-140-2" |  | 0420-0146 | 12450 | LC170LN-140-2,5" |  | 0420-0182 | 12520 |  | LC170LN-140-DN50.CS |  | 0420-0218 | 12635 | LC170LN-140-DN50.SS |  | 0420-0254 | 13195
|  | LC170LN-150-2" |  | 0420-0147 | 13300 | LC170LN-150-2,5" |  | 0420-0183 | 13370 |  | LC170LN-150-DN50.CS |  | 0420-0219 | 13485 | LC170LN-150-DN50.SS |  | 0420-0255 | 14045
|  | LC170LN-160-2" |  | 0420-0148 | 14150 | LC170LN-160-2,5" |  | 0420-0184 | 14220 |  | LC170LN-160-DN50.CS |  | 0420-0220 | 14335 | LC170LN-160-DN50.SS |  | 0420-0256 | 14895
|  | LC170LN-170-2" |  | 0420-0149 | 15000 | LC170LN-170-2,5" |  | 0420-0185 | 15070 |  | LC170LN-170-DN50.CS |  | 0420-0221 | 15185 | LC170LN-170-DN50.SS |  | 0420-0257 | 15745
|  | LC170LN-180-2" |  | 0420-0150 | 15850 | LC170LN-180-2,5" |  | 0420-0186 | 15920 |  | LC170LN-180-DN50.CS |  | 0420-0222 | 16035 | LC170LN-180-DN50.SS |  | 0420-0258 | 16595
| LC170LN | 2-PASS WITH 4 CONNECTIONS |  |  |  | 2-PASS WITH 4 CONNECTIONS |  |  |  | LC170LN | 2-PASS WITH 4 CONNECTIONS |  |  |  | 2-PASS WITH 4 CONNECTIONS
|  | LC170LN-20-2-2" | 4 x 2" | 0420-0542 | 2430 | LC170LN-20-2-2,5" | 4 x 2,5" | 0420-0614 | 2500 |  | LC170LN-20-2-DN50.CS | 4 x DN50 FLANGE CS | 0420-0686 | 2615 | LC170LN-20-2-DN50.SS | 4 x DN50 FLANGE SS | 0420-0758 | 3175
|  | LC170LN-30-2-2" |  | 0420-0543 | 3280 | LC170LN-30-2-2,5" |  | 0420-0615 | 3350 |  | LC170LN-30-2-DN50.CS |  | 0420-0687 | 3465 | LC170LN-30-2-DN50.SS |  | 0420-0759 | 4025
|  | LC170LN-40-2-2" |  | 0420-0544 | 4130 | LC170LN-40-2-2,5" |  | 0420-0616 | 4200 |  | LC170LN-40-2-DN50.CS |  | 0420-0688 | 4315 | LC170LN-40-2-DN50.SS |  | 0420-0760 | 4875
|  | LC170LN-50-2-2" |  | 0420-0545 | 4980 | LC170LN-50-2-2,5" |  | 0420-0617 | 5050 |  | LC170LN-50-2-DN50.CS |  | 0420-0689 | 5165 | LC170LN-50-2-DN50.SS |  | 0420-0761 | 5725
|  | LC170LN-60-2-2" |  | 0420-0546 | 5830 | LC170LN-60-2-2,5" |  | 0420-0618 | 5900 |  | LC170LN-60-2-DN50.CS |  | 0420-0690 | 6015 | LC170LN-60-2-DN50.SS |  | 0420-0762 | 6575
|  | LC170LN-70-2-2" |  | 0420-0547 | 6680 | LC170LN-70-2-2,5" |  | 0420-0619 | 6750 |  | LC170LN-70-2-DN50.CS |  | 0420-0691 | 6865 | LC170LN-70-2-DN50.SS |  | 0420-0763 | 7425
|  | LC170LN-80-2-2" |  | 0420-0548 | 7530 | LC170LN-80-2-2,5" |  | 0420-0620 | 7600 |  | LC170LN-80-2-DN50.CS |  | 0420-0692 | 7715 | LC170LN-80-2-DN50.SS |  | 0420-0764 | 8275
|  | LC170LN-90-2-2" |  | 0420-0549 | 8380 | LC170LN-90-2-2,5" |  | 0420-0621 | 8450 |  | LC170LN-90-2-DN50.CS |  | 0420-0693 | 8565 | LC170LN-90-2-DN50.SS |  | 0420-0765 | 9125
|  | LC170LN-100-2-2" |  | 0420-0550 | 9230 | LC170LN-100-2-2,5" |  | 0420-0622 | 9300 |  | LC170LN-100-2-DN50.CS |  | 0420-0694 | 9415 | LC170LN-100-2-DN50.SS |  | 0420-0766 | 9975
|  | LC170LN-110-2-2" |  | 0420-0551 | 10080 | LC170LN-110-2-2,5" |  | 0420-0623 | 10150 |  | LC170LN-110-2-DN50.CS |  | 0420-0695 | 10265 | LC170LN-110-2-DN50.SS |  | 0420-0767 | 10825
|  | LC170LN-120-2-2" |  | 0420-0552 | 10930 | LC170LN-120-2-2,5" |  | 0420-0624 | 11000 |  | LC170LN-120-2-DN50.CS |  | 0420-0696 | 11115 | LC170LN-120-2-DN50.SS |  | 0420-0768 | 11675
|  | LC170LN-130-2-2" |  | 0420-0553 | 11780 | LC170LN-130-2-2,5" |  | 0420-0625 | 11850 |  | LC170LN-130-2-DN50.CS |  | 0420-0697 | 11965 | LC170LN-130-2-DN50.SS |  | 0420-0769 | 12525
|  | LC170LN-140-2-2" |  | 0420-0554 | 12630 | LC170LN-140-2-2,5" |  | 0420-0626 | 12700 |  | LC170LN-140-2-DN50.CS |  | 0420-0698 | 12815 | LC170LN-140-2-DN50.SS |  | 0420-0770 | 13375
|  | LC170LN-150-2-2" |  | 0420-0555 | 13480 | LC170LN-150-2-2,5" |  | 0420-0627 | 13550 |  | LC170LN-150-2-DN50.CS |  | 0420-0699 | 13665 | LC170LN-150-2-DN50.SS |  | 0420-0771 | 14225
|  | LC170LN-160-2-2" |  | 0420-0556 | 14330 | LC170LN-160-2-2,5" |  | 0420-0628 | 14400 |  | LC170LN-160-2-DN50.CS |  | 0420-0700 | 14515 | LC170LN-160-2-DN50.SS |  | 0420-0772 | 15075
|  | LC170LN-170-2-2" |  | 0420-0557 | 15180 | LC170LN-170-2-2,5" |  | 0420-0629 | 15250 |  | LC170LN-170-2-DN50.CS |  | 0420-0701 | 15365 | LC170LN-170-2-DN50.SS |  | 0420-0773 | 15925
|  | LC170LN-180-2-2" |  | 0420-0558 | 16030 | LC170LN-180-2-2,5" |  | 0420-0630 | 16100 |  | LC170LN-180-2-DN50.CS |  | 0420-0702 | 16215 | LC170LN-180-2-DN50.SS |  | 0420-0774 | 16775
| LC170LN | 2-PASS WITH 6 CONNECTIONS |  |  |  | 2-PASS WITH 6 CONNECTIONS |  |  |  | LC170LN | 2-PASS WITH 6 CONNECTIONS |  |  |  | 2-PASS WITH 6 CONNECTIONS
|  | LC170LN-20-2S-2" | 6 x 2" | 0420-0578 | 2490 | LC170LN-20-2S-2,5" | 6 x 2,5" | 0420-0650 | 2590 |  | LC170LN-20-2S-DN50.CS | 6 x DN50 FLANGE CS | 0420-0722 | 2765 | LC170LN-20-2S-DN50.SS | 6 x DN50 FLANGE SS | 0420-0794 | 3610
|  | LC170LN-30-2S-2" |  | 0420-0579 | 3340 | LC170LN-30-2S-2,5" |  | 0420-0651 | 3440 |  | LC170LN-30-2S-DN50.CS |  | 0420-0723 | 3615 | LC170LN-30-2S-DN50.SS |  | 0420-0795 | 4460
|  | LC170LN-40-2S-2" |  | 0420-0580 | 4190 | LC170LN-40-2S-2,5" |  | 0420-0652 | 4290 |  | LC170LN-40-2S-DN50.CS |  | 0420-0724 | 4465 | LC170LN-40-2S-DN50.SS |  | 0420-0796 | 5310
|  | LC170LN-50-2S-2" |  | 0420-0581 | 5040 | LC170LN-50-2S-2,5" |  | 0420-0653 | 5140 |  | LC170LN-50-2S-DN50.CS |  | 0420-0725 | 5315 | LC170LN-50-2S-DN50.SS |  | 0420-0797 | 6160
|  | LC170LN-60-2S-2" |  | 0420-0582 | 5890 | LC170LN-60-2S-2,5" |  | 0420-0654 | 5990 |  | LC170LN-60-2S-DN50.CS |  | 0420-0726 | 6165 | LC170LN-60-2S-DN50.SS |  | 0420-0798 | 7010
|  | LC170LN-70-2S-2" |  | 0420-0583 | 6740 | LC170LN-70-2S-2,5" |  | 0420-0655 | 6840 |  | LC170LN-70-2S-DN50.CS |  | 0420-0727 | 7015 | LC170LN-70-2S-DN50.SS |  | 0420-0799 | 7860
|  | LC170LN-80-2S-2" |  | 0420-0584 | 7590 | LC170LN-80-2S-2,5" |  | 0420-0656 | 7690 |  | LC170LN-80-2S-DN50.CS |  | 0420-0728 | 7865 | LC170LN-80-2S-DN50.SS |  | 0420-0800 | 8710
|  | LC170LN-90-2S-2" |  | 0420-0585 | 8440 | LC170LN-90-2S-2,5" |  | 0420-0657 | 8540 |  | LC170LN-90-2S-DN50.CS |  | 0420-0729 | 8715 | LC170LN-90-2S-DN50.SS |  | 0420-0801 | 9560
|  | LC170LN-100-2S-2" |  | 0420-0586 | 9290 | LC170LN-100-2S-2,5" |  | 0420-0658 | 9390 |  | LC170LN-100-2S-DN50.CS |  | 0420-0730 | 9565 | LC170LN-100-2S-DN50.SS |  | 0420-0802 | 10410
|  | LC170LN-110-2S-2" |  | 0420-0587 | 10140 | LC170LN-110-2S-2,5" |  | 0420-0659 | 10240 |  | LC170LN-110-2S-DN50.CS |  | 0420-0731 | 10415 | LC170LN-110-2S-DN50.SS |  | 0420-0803 | 11260
|  | LC170LN-120-2S-2" |  | 0420-0588 | 10990 | LC170LN-120-2S-2,5" |  | 0420-0660 | 11090 |  | LC170LN-120-2S-DN50.CS |  | 0420-0732 | 11265 | LC170LN-120-2S-DN50.SS |  | 0420-0804 | 12110
|  | LC170LN-130-2S-2" |  | 0420-0589 | 11840 | LC170LN-130-2S-2,5" |  | 0420-0661 | 11940 |  | LC170LN-130-2S-DN50.CS |  | 0420-0733 | 12115 | LC170LN-130-2S-DN50.SS |  | 0420-0805 | 12960
|  | LC170LN-140-2S-2" |  | 0420-0590 | 12690 | LC170LN-140-2S-2,5" |  | 0420-0662 | 12790 |  | LC170LN-140-2S-DN50.CS |  | 0420-0734 | 12965 | LC170LN-140-2S-DN50.SS |  | 0420-0806 | 13810
|  | LC170LN-150-2S-2" |  | 0420-0591 | 13540 | LC170LN-150-2S-2,5" |  | 0420-0663 | 13640 |  | LC170LN-150-2S-DN50.CS |  | 0420-0735 | 13815 | LC170LN-150-2S-DN50.SS |  | 0420-0807 | 14660
|  | LC170LN-160-2S-2" |  | 0420-0592 | 14390 | LC170LN-160-2S-2,5" |  | 0420-0664 | 14490 |  | LC170LN-160-2S-DN50.CS |  | 0420-0736 | 14665 | LC170LN-160-2S-DN50.SS |  | 0420-0808 | 15510
|  | LC170LN-170-2S-2" |  | 0420-0593 | 15240 | LC170LN-170-2S-2,5" |  | 0420-0665 | 15340 |  | LC170LN-170-2S-DN50.CS |  | 0420-0737 | 15515 | LC170LN-170-2S-DN50.SS |  | 0420-0809 | 16360
|  | LC170LN-180-2S-2" |  | 0420-0594 | 16090 | LC170LN-180-2S-2,5" |  | 0420-0666 | 16190 |  | LC170LN-180-2S-DN50.CS |  | 0420-0738 | 16365 | LC170LN-180-2S-DN50.SS |  | 0420-0810 | 17210
LD235LN
|  | TYPE | CONNECTION | CODE | EUR | TYPE | CONNECTION | CODE | EUR |  | TYPE | CONNECTION | CODE | EUR | TYPE | CONNECTION | CODE | EUR
| LD235LN | 1-PASS |  |  |  | 1-PASS |  |  |  | LD235LN-L | 1-PASS |  |  |  | 1-PASS
|  | LD235LN-20-DN80.CS | 4 x DN80 FLANGE CS | 0420-0260 | 3590 | LD235LN-20-DN80.SS | 4 x DN80 FLANGE SS | 0420-0278 | 4615 |  | LD235LN-20L-DN80.CS | 4 x DN80 FLANGE CS | 0420-1210 | 3590 | LD235LN-20L-DN80.SS | 4 x DN80 FLANGE SS | 0420-1228 | 4615
|  | LD235LN-30-DN80.CS |  | 0420-0261 | 4740 | LD235LN-30-DN80.SS |  | 0420-0279 | 5765 |  | LD235LN-30L-DN80.CS |  | 0420-1211 | 4740 | LD235LN-30L-DN80.SS |  | 0420-1229 | 5765
|  | LD235LN-40-DN80.CS |  | 0420-0262 | 5890 | LD235LN-40-DN80.SS |  | 0420-0280 | 6915 |  | LD235LN-40L-DN80.CS |  | 0420-1212 | 5890 | LD235LN-40L-DN80.SS |  | 0420-1230 | 6915
|  | LD235LN-50-DN80.CS |  | 0420-0263 | 7040 | LD235LN-50-DN80.SS |  | 0420-0281 | 8065 |  | LD235LN-50L-DN80.CS |  | 0420-1213 | 7040 | LD235LN-50L-DN80.SS |  | 0420-1231 | 8065
|  | LD235LN-60-DN80.CS |  | 0420-0264 | 8190 | LD235LN-60-DN80.SS |  | 0420-0282 | 9215 |  | LD235LN-60L-DN80.CS |  | 0420-1214 | 8190 | LD235LN-60L-DN80.SS |  | 0420-1232 | 9215
|  | LD235LN-70-DN80.CS |  | 0420-0265 | 9340 | LD235LN-70-DN80.SS |  | 0420-0283 | 10365 |  | LD235LN-70L-DN80.CS |  | 0420-1215 | 9340 | LD235LN-70L-DN80.SS |  | 0420-1233 | 10365
|  | LD235LN-80-DN80.CS |  | 0420-0266 | 10490 | LD235LN-80-DN80.SS |  | 0420-0284 | 11515 |  | LD235LN-80L-DN80.CS |  | 0420-1216 | 10490 | LD235LN-80L-DN80.SS |  | 0420-1234 | 11515
|  | LD235LN-90-DN80.CS |  | 0420-0267 | 11640 | LD235LN-90-DN80.SS |  | 0420-0285 | 12665 |  | LD235LN-90L-DN80.CS |  | 0420-1217 | 11640 | LD235LN-90L-DN80.SS |  | 0420-1235 | 12665
|  | LD235LN-100-DN80.CS |  | 0420-0268 | 12790 | LD235LN-100-DN80.SS |  | 0420-0286 | 13815 |  | LD235LN-100L-DN80.CS |  | 0420-1218 | 12790 | LD235LN-100L-DN80.SS |  | 0420-1236 | 13815
|  | LD235LN-110-DN80.CS |  | 0420-0269 | 13940 | LD235LN-110-DN80.SS |  | 0420-0287 | 14965 |  | LD235LN-110L-DN80.CS |  | 0420-1219 | 13940 | LD235LN-110L-DN80.SS |  | 0420-1237 | 14965
|  | LD235LN-120-DN80.CS |  | 0420-0270 | 15090 | LD235LN-120-DN80.SS |  | 0420-0288 | 16115 |  | LD235LN-120L-DN80.CS |  | 0420-1220 | 15090 | LD235LN-120L-DN80.SS |  | 0420-1238 | 16115
|  | LD235LN-130-DN80.CS |  | 0420-0271 | 16240 | LD235LN-130-DN80.SS |  | 0420-0289 | 17265 |  | LD235LN-130L-DN80.CS |  | 0420-1221 | 16240 | LD235LN-130L-DN80.SS |  | 0420-1239 | 17265
|  | LD235LN-140-DN80.CS |  | 0420-0272 | 17390 | LD235LN-140-DN80.SS |  | 0420-0290 | 18415 |  | LD235LN-140L-DN80.CS |  | 0420-1222 | 17390 | LD235LN-140L-DN80.SS |  | 0420-1240 | 18415
|  | LD235LN-150-DN80.CS |  | 0420-0273 | 18540 | LD235LN-150-DN80.SS |  | 0420-0291 | 19565 |  | LD235LN-150L-DN80.CS |  | 0420-1223 | 18540 | LD235LN-150L-DN80.SS |  | 0420-1241 | 19565
|  | LD235LN-160-DN80.CS |  | 0420-0274 | 19690 | LD235LN-160-DN80.SS |  | 0420-0292 | 20715 |  | LD235LN-160L-DN80.CS |  | 0420-1224 | 19690 | LD235LN-160L-DN80.SS |  | 0420-1242 | 20715
|  | LD235LN-170-DN80.CS |  | 0420-0275 | 20840 | LD235LN-170-DN80.SS |  | 0420-0293 | 21865 |  | LD235LN-170L-DN80.CS |  | 0420-1225 | 20840 | LD235LN-170L-DN80.SS |  | 0420-1243 | 21865
|  | LD235LN-180-DN80.CS |  | 0420-0276 | 21990 | LD235LN-180-DN80.SS |  | 0420-0294 | 23015 |  | LD235LN-180L-DN80.CS |  | 0420-1226 | 21990 | LD235LN-180L-DN80.SS |  | 0420-1244 | 23015
| LD235LN | 2-PASS WITH 4 CONNECTIONS |  |  |  | 2-PASS WITH 4 CONNECTIONS |  |  |  | LD235LN-L | 2-PASS WITH 4 CONNECTIONS |  |  |  | 2-PASS WITH 4 CONNECTIONS
|  | LD235LN-20-2-DN80.CS | 4 x DN80 FLANGE CS | 0420-0812 | 3990 | LD235LN-20-2-DN80.SS | 4 x DN80 FLANGE SS | 0420-0830 | 5015 |  | LD235LN-20L-2-DN80.CS | 4 x DN80 FLANGE CS | 0420-1246 | 3990 | LD235LN-20L-2-DN80.SS | 4 x DN80 FLANGE SS | 0420-1264 | 5015
|  | LD235LN-30-2-DN80.CS |  | 0420-0813 | 5140 | LD235LN-30-2-DN80.SS |  | 0420-0831 | 6165 |  | LD235LN-30L-2-DN80.CS |  | 0420-1247 | 5140 | LD235LN-30L-2-DN80.SS |  | 0420-1265 | 6165
|  | LD235LN-40-2-DN80.CS |  | 0420-0814 | 6290 | LD235LN-40-2-DN80.SS |  | 0420-0832 | 7315 |  | LD235LN-40L-2-DN80.CS |  | 0420-1248 | 6290 | LD235LN-40L-2-DN80.SS |  | 0420-1266 | 7315
|  | LD235LN-50-2-DN80.CS |  | 0420-0815 | 7440 | LD235LN-50-2-DN80.SS |  | 0420-0833 | 8465 |  | LD235LN-50L-2-DN80.CS |  | 0420-1249 | 7440 | LD235LN-50L-2-DN80.SS |  | 0420-1267 | 8465
|  | LD235LN-60-2-DN80.CS |  | 0420-0816 | 8590 | LD235LN-60-2-DN80.SS |  | 0420-0834 | 9615 |  | LD235LN-60L-2-DN80.CS |  | 0420-1250 | 8590 | LD235LN-60L-2-DN80.SS |  | 0420-1268 | 9615
|  | LD235LN-70-2-DN80.CS |  | 0420-0817 | 9740 | LD235LN-70-2-DN80.SS |  | 0420-0835 | 10765 |  | LD235LN-70L-2-DN80.CS |  | 0420-1251 | 9740 | LD235LN-70L-2-DN80.SS |  | 0420-1269 | 10765
|  | LD235LN-80-2-DN80.CS |  | 0420-0818 | 10890 | LD235LN-80-2-DN80.SS |  | 0420-0836 | 11915 |  | LD235LN-80L-2-DN80.CS |  | 0420-1252 | 10890 | LD235LN-80L-2-DN80.SS |  | 0420-1270 | 11915
|  | LD235LN-90-2-DN80.CS |  | 0420-0819 | 12040 | LD235LN-90-2-DN80.SS |  | 0420-0837 | 13065 |  | LD235LN-90L-2-DN80.CS |  | 0420-1253 | 12040 | LD235LN-90L-2-DN80.SS |  | 0420-1271 | 13065
|  | LD235LN-100-2-DN80.CS |  | 0420-0820 | 13190 | LD235LN-100-2-DN80.SS |  | 0420-0838 | 14215 |  | LD235LN-100L-2-DN80.CS |  | 0420-1254 | 13190 | LD235LN-100L-2-DN80.SS |  | 0420-1272 | 14215
|  | LD235LN-110-2-DN80.CS |  | 0420-0821 | 14340 | LD235LN-110-2-DN80.SS |  | 0420-0839 | 15365 |  | LD235LN-110L-2-DN80.CS |  | 0420-1255 | 14340 | LD235LN-110L-2-DN80.SS |  | 0420-1273 | 15365
|  | LD235LN-120-2-DN80.CS |  | 0420-0822 | 15490 | LD235LN-120-2-DN80.SS |  | 0420-0840 | 16515 |  | LD235LN-120L-2-DN80.CS |  | 0420-1256 | 15490 | LD235LN-120L-2-DN80.SS |  | 0420-1274 | 16515
|  | LD235LN-130-2-DN80.CS |  | 0420-0823 | 16640 | LD235LN-130-2-DN80.SS |  | 0420-0841 | 17665 |  | LD235LN-130L-2-DN80.CS |  | 0420-1257 | 16640 | LD235LN-130L-2-DN80.SS |  | 0420-1275 | 17665
|  | LD235LN-140-2-DN80.CS |  | 0420-0824 | 17790 | LD235LN-140-2-DN80.SS |  | 0420-0842 | 18815 |  | LD235LN-140L-2-DN80.CS |  | 0420-1258 | 17790 | LD235LN-140L-2-DN80.SS |  | 0420-1276 | 18815
|  | LD235LN-150-2-DN80.CS |  | 0420-0825 | 18940 | LD235LN-150-2-DN80.SS |  | 0420-0843 | 19965 |  | LD235LN-150L-2-DN80.CS |  | 0420-1259 | 18940 | LD235LN-150L-2-DN80.SS |  | 0420-1277 | 19965
|  | LD235LN-160-2-DN80.CS |  | 0420-0826 | 20090 | LD235LN-160-2-DN80.SS |  | 0420-0844 | 21115 |  | LD235LN-160L-2-DN80.CS |  | 0420-1260 | 20090 | LD235LN-160L-2-DN80.SS |  | 0420-1278 | 21115
|  | LD235LN-170-2-DN80.CS |  | 0420-0827 | 21240 | LD235LN-170-2-DN80.SS |  | 0420-0845 | 22265 |  | LD235LN-170L-2-DN80.CS |  | 0420-1261 | 21240 | LD235LN-170L-2-DN80.SS |  | 0420-1279 | 22265
|  | LD235LN-180-2-DN80.CS |  | 0420-0828 | 22390 | LD235LN-180-2-DN80.SS |  | 0420-0846 | 23415 |  | LD235LN-180L-2-DN80.CS |  | 0420-1262 | 22390 | LD235LN-180L-2-DN80.SS |  | 0420-1280 | 23415
| LD235LN | 2-PASS WITH 6 CONNECTIONS |  |  |  | 2-PASS WITH 6 CONNECTIONS |  |  |  | LD235LN-L | 2-PASS WITH 6 CONNECTIONS |  |  |  | 2-PASS WITH 6 CONNECTIONS
|  | LD235LN-20-2S-DN80.CS | 6 x DN80 FLANGE CS | 0420-0848 | 4190 | LD235LN-20-2S-DN80.SS | 6 x DN80 FLANGE SS | 0420-0866 | 5730 |  | LD235LN-20L-2S-DN80.CS | 6 x DN80 FLANGE CS | 0420-1282 | 4190 | LD235LN-20L-2S-DN80.SS | 6 x DN80 FLANGE SS | 0420-1300 | 5730
|  | LD235LN-30-2S-DN80.CS |  | 0420-0849 | 5340 | LD235LN-30-2S-DN80.SS |  | 0420-0867 | 6880 |  | LD235LN-30L-2S-DN80.CS |  | 0420-1283 | 5340 | LD235LN-30L-2S-DN80.SS |  | 0420-1301 | 6880
|  | LD235LN-40-2S-DN80.CS |  | 0420-0850 | 6490 | LD235LN-40-2S-DN80.SS |  | 0420-0868 | 8030 |  | LD235LN-40L-2S-DN80.CS |  | 0420-1284 | 6490 | LD235LN-40L-2S-DN80.SS |  | 0420-1302 | 8030
|  | LD235LN-50-2S-DN80.CS |  | 0420-0851 | 7640 | LD235LN-50-2S-DN80.SS |  | 0420-0869 | 9180 |  | LD235LN-50L-2S-DN80.CS |  | 0420-1285 | 7640 | LD235LN-50L-2S-DN80.SS |  | 0420-1303 | 9180
|  | LD235LN-60-2S-DN80.CS |  | 0420-0852 | 8790 | LD235LN-60-2S-DN80.SS |  | 0420-0870 | 10330 |  | LD235LN-60L-2S-DN80.CS |  | 0420-1286 | 8790 | LD235LN-60L-2S-DN80.SS |  | 0420-1304 | 10330
|  | LD235LN-70-2S-DN80.CS |  | 0420-0853 | 9940 | LD235LN-70-2S-DN80.SS |  | 0420-0871 | 11480 |  | LD235LN-70L-2S-DN80.CS |  | 0420-1287 | 9940 | LD235LN-70L-2S-DN80.SS |  | 0420-1305 | 11480
|  | LD235LN-80-2S-DN80.CS |  | 0420-0854 | 11090 | LD235LN-80-2S-DN80.SS |  | 0420-0872 | 12630 |  | LD235LN-80L-2S-DN80.CS |  | 0420-1288 | 11090 | LD235LN-80L-2S-DN80.SS |  | 0420-1306 | 12630
|  | LD235LN-90-2S-DN80.CS |  | 0420-0855 | 12240 | LD235LN-90-2S-DN80.SS |  | 0420-0873 | 13780 |  | LD235LN-90L-2S-DN80.CS |  | 0420-1289 | 12240 | LD235LN-90L-2S-DN80.SS |  | 0420-1307 | 13780
|  | LD235LN-100-2S-DN80.CS |  | 0420-0856 | 13390 | LD235LN-100-2S-DN80.SS |  | 0420-0874 | 14930 |  | LD235LN-100L-2S-DN80.CS |  | 0420-1290 | 13390 | LD235LN-100L-2S-DN80.SS |  | 0420-1308 | 14930
|  | LD235LN-110-2S-DN80.CS |  | 0420-0857 | 14540 | LD235LN-110-2S-DN80.SS |  | 0420-0875 | 16080 |  | LD235LN-110L-2S-DN80.CS |  | 0420-1291 | 14540 | LD235LN-110L-2S-DN80.SS |  | 0420-1309 | 16080
|  | LD235LN-120-2S-DN80.CS |  | 0420-0858 | 15690 | LD235LN-120-2S-DN80.SS |  | 0420-0876 | 17230 |  | LD235LN-120L-2S-DN80.CS |  | 0420-1292 | 15690 | LD235LN-120L-2S-DN80.SS |  | 0420-1310 | 17230
|  | LD235LN-130-2S-DN80.CS |  | 0420-0859 | 16840 | LD235LN-130-2S-DN80.SS |  | 0420-0877 | 18380 |  | LD235LN-130L-2S-DN80.CS |  | 0420-1293 | 16840 | LD235LN-130L-2S-DN80.SS |  | 0420-1311 | 18380
|  | LD235LN-140-2S-DN80.CS |  | 0420-0860 | 17990 | LD235LN-140-2S-DN80.SS |  | 0420-0878 | 19530 |  | LD235LN-140L-2S-DN80.CS |  | 0420-1294 | 17990 | LD235LN-140L-2S-DN80.SS |  | 0420-1312 | 19530
|  | LD235LN-150-2S-DN80.CS |  | 0420-0861 | 19140 | LD235LN-150-2S-DN80.SS |  | 0420-0879 | 20680 |  | LD235LN-150L-2S-DN80.CS |  | 0420-1295 | 19140 | LD235LN-150L-2S-DN80.SS |  | 0420-1313 | 20680
|  | LD235LN-160-2S-DN80.CS |  | 0420-0862 | 20290 | LD235LN-160-2S-DN80.SS |  | 0420-0880 | 21830 |  | LD235LN-160L-2S-DN80.CS |  | 0420-1296 | 20290 | LD235LN-160L-2S-DN80.SS |  | 0420-1314 | 21830
|  | LD235LN-170-2S-DN80.CS |  | 0420-0863 | 21440 | LD235LN-170-2S-DN80.SS |  | 0420-0881 | 22980 |  | LD235LN-170L-2S-DN80.CS |  | 0420-1297 | 21440 | LD235LN-170L-2S-DN80.SS |  | 0420-1315 | 22980
|  | LD235LN-180-2S-DN80.CS |  | 0420-0864 | 22590 | LD235LN-180-2S-DN80.SS |  | 0420-0882 | 24130 |  | LD235LN-180L-2S-DN80.CS |  | 0420-1298 | 22590 | LD235LN-180L-2S-DN80.SS |  | 0420-1316 | 24130

## SafePLATE
SafePLATE
| LA14SP | TYPE | CONNECTION | CODE | EUR
|  | LA14SP-10-3/4" | 4 x 3/4" | 0201-0184 | 145
|  | LA14SP-20-3/4" |  | 0201-0185 | 205
|  | LA14SP-30-3/4" |  | 0201-0186 | 260
|  | LA14SP-40-3/4" |  | 0201-0187 | 315
| LB31SP | TYPE | CONNECTION | CODE | EUR | TYPE | CONNECTION | CODE | EUR
|  | LB31SP-10-1" | 4 x 1" | 0203-0370 | 270 | LB31SP-10-5/4" | 4 x 5/4" | 0203-0400 | 305
|  | LB31SP-20-1" |  | 0203-0371 | 385 | LB31SP-20-5/4" |  | 0203-0401 | 420
|  | LB31SP-30-1" |  | 0203-0372 | 505 | LB31SP-30-5/4" |  | 0203-0402 | 540
|  | LB31SP-40-1" |  | 0203-0373 | 625 | LB31SP-40-5/4" |  | 0203-0403 | 660
|  | LB31SP-50-1" |  | 0203-0374 | 740 | LB31SP-50-5/4" |  | 0203-0404 | 775
|  | LB31SP-60-1" |  | 0203-0375 | 860 | LB31SP-60-5/4" |  | 0203-0405 | 895
|  | LB31SP-70-1" |  | 0203-0376 | 980 | LB31SP-70-5/4" |  | 0203-0406 | 1015
|  | LB31SP-80-1" |  | 0203-0377 | 1100 | LB31SP-80-5/4" |  | 0203-0407 | 1135
|  | LB31SP-90-1" |  | 0203-0378 | 1215 | LB31SP-90-5/4" |  | 0203-0408 | 1250
|  | LB31SP-100-1" |  | 0203-0379 | 1335 | LB31SP-100-5/4" |  | 0203-0409 | 1370
| LB60SP | TYPE | CONNECTION | CODE | EUR | TYPE | CONNECTION | CODE | EUR
|  | LB60SP-10-1" | 4 x 1" | 0205-0361 | 415 | LB60SP-10-5/4" | 4 x 5/4" | 0205-0391 | 450
|  | LB60SP-20-1" |  | 0205-0362 | 640 | LB60SP-20-5/4" |  | 0205-0392 | 675
|  | LB60SP-30-1" |  | 0205-0363 | 865 | LB60SP-30-5/4" |  | 0205-0393 | 900
|  | LB60SP-40-1" |  | 0205-0364 | 1095 | LB60SP-40-5/4" |  | 0205-0394 | 1130
|  | LB60SP-50-1" |  | 0205-0365 | 1320 | LB60SP-50-5/4" |  | 0205-0395 | 1355
|  | LB60SP-60-1" |  | 0205-0366 | 1545 | LB60SP-60-5/4" |  | 0205-0396 | 1580
|  | LB60SP-70-1" |  | 0205-0367 | 1770 | LB60SP-70-5/4" |  | 0205-0397 | 1805
|  | LB60SP-80-1" |  | 0205-0368 | 1995 | LB60SP-80-5/4" |  | 0205-0398 | 2030
|  | LB60SP-90-1" |  | 0205-0369 | 2220 | LB60SP-90-5/4" |  | 0205-0399 | 2255
|  | LB60SP-100-1" |  | 0205-0370 | 2445 | LB60SP-100-5/4" |  | 0205-0400 | 2480
|  | TYPE | CONNECTION | CODE | EUR | TYPE | CONNECTION | CODE | EUR | LC110SP | TYPE | CONNECTION | CODE | EUR
| LC110SP | LC110SP-20-2" | 4 x 2" | 0206-0763 | 1555 | LC110SP-20-2,5" | 4 x 2,5" | 0206-1447 | 1645 |  | LC110SP-20-DN50.SS | 4 x DN50 FLANGE SS | 0206-1592 | 2525
|  | LC110SP-30-2" |  | 0206-0764 | 2030 | LC110SP-30-2,5" |  | 0206-1448 | 2120 |  | LC110SP-30-DN50.SS |  | 0206-1593 | 3000
|  | LC110SP-40-2" |  | 0206-0765 | 2505 | LC110SP-40-2,5" |  | 0206-1449 | 2595 |  | LC110SP-40-DN50.SS |  | 0206-1594 | 3475
|  | LC110SP-50-2" |  | 0206-0766 | 2980 | LC110SP-50-2,5" |  | 0206-1450 | 3070 |  | LC110SP-50-DN50.SS |  | 0206-1595 | 3950
|  | LC110SP-60-2" |  | 0206-0767 | 3455 | LC110SP-60-2,5" |  | 0206-1451 | 3545 |  | LC110SP-60-DN50.SS |  | 0206-1596 | 4420
|  | LC110SP-70-2" |  | 0206-0768 | 3930 | LC110SP-70-2,5" |  | 0206-1452 | 4020 |  | LC110SP-70-DN50.SS |  | 0206-1597 | 4895
|  | LC110SP-80-2" |  | 0206-0769 | 4410 | LC110SP-80-2,5" |  | 0206-1453 | 4500 |  | LC110SP-80-DN50.SS |  | 0206-1598 | 5380
|  | LC110SP-90-2" |  | 0206-0770 | 4885 | LC110SP-90-2,5" |  | 0206-1454 | 4975 |  | LC110SP-90-DN50.SS |  | 0206-1599 | 5850
|  | LC110SP-100-2" |  | 0206-0771 | 5360 | LC110SP-100-2,5" |  | 0206-1455 | 5450 |  | LC110SP-100-DN50.SS |  | 0206-1600 | 6325
|  | LC110SP-110-2" |  | 0206-0772 | 5835 | LC110SP-110-2,5" |  | 0206-1456 | 5925 |  | LC110SP-110-DN50.SS |  | 0206-1601 | 6800
|  | LC110SP-120-2" |  | 0206-0773 | 6305 | LC110SP-120-2,5" |  | 0206-1457 | 6400 |  | LC110SP-120-DN50.SS |  | 0206-1602 | 7275
|  | LC110SP-130-2" |  | 0206-0774 | 6780 | LC110SP-130-2,5" |  | 0206-1458 | 6875 |  | LC110SP-130-DN50.SS |  | 0206-1603 | 7750
|  | LC110SP-140-2" |  | 0206-0775 | 7265 | LC110SP-140-2,5" |  | 0206-1459 | 7355 |  | LC110SP-140-DN50.SS |  | 0206-1604 | 8230
|  | LC110SP-150-2" |  | 0206-0776 | 7735 | LC110SP-150-2,5" |  | 0206-1460 | 7830 |  | LC110SP-150-DN50.SS |  | 0206-1605 | 8705

## R-line
R-Line
| RA14 | TYPE | CONNECTION | CODE | EUR | RHA14 | TYPE | CONNECTION | CODE | EUR
|  | RA14-10 | 2 x 3/4" 2 x ID 16,1 mm | 0224-0064 | 95 |  | RHA14-10 | 2 x 3/4" 2 x ID 16,1 mm | 0242-0057 | 105
|  | RA14-20 |  | 0224-0065 | 115 |  | RHA14-20 |  | 0242-0058 | 125
|  | RA14-30 |  | 0224-0066 | 135 |  | RHA14-30 |  | 0242-0059 | 145
|  | RA14-40 |  | 0224-0067 | 155 |  | RHA14-40 |  | 0242-0060 | 165
|  | RA14-50 |  | 0224-0068 | 175 |  | RHA14-50 |  | 0242-0061 | 185
|  | RA14-60 |  | 0224-0069 | 195 |  | RHA14-60 |  | 0242-0062 | 205
| RA22 | TYPE | CONNECTION | CODE | EUR | RHA22 | TYPE | CONNECTION | CODE | EUR
|  | RA22-10 | 2 x 3/4" 2 x ID 16,1 mm | 0225-0059 | 110 |  | RHA22-10 | 2 x 3/4" 2 x ID 16,1 mm | 0243-0049 | 125
|  | RA22-20 |  | 0225-0060 | 145 |  | RHA22-20 |  | 0243-0050 | 160
|  | RA22-30 |  | 0225-0061 | 175 |  | RHA22-30 |  | 0243-0051 | 190
|  | RA22-40 |  | 0225-0062 | 205 |  | RHA22-40 |  | 0243-0052 | 220
|  | RA22-50 |  | 0225-0063 | 235 |  | RHA22-50 |  | 0243-0053 | 250
|  | RA22-60 |  | 0225-0064 | 270 |  | RHA22-60 |  | 0243-0054 | 285
| RA34 | TYPE | CONNECTION | CODE | EUR | RHA34 | TYPE | CONNECTION | CODE | EUR
|  | RA34-10 | 2 x 3/4" 2 x ID 16,1 mm | 0232-0076 | 135 |  | RHA34-10 | 2 x 3/4" 2 x ID 16,1 mm | 0250-0068 | 155
|  | RA34-20 |  | 0232-0077 | 180 |  | RHA34-20 |  | 0250-0069 | 200
|  | RA34-30 |  | 0232-0078 | 230 |  | RHA34-30 |  | 0250-0070 | 250
|  | RA34-40 |  | 0232-0079 | 275 |  | RHA34-40 |  | 0250-0071 | 295
|  | RA34-50 |  | 0232-0080 | 320 |  | RHA34-50 |  | 0250-0072 | 340
|  | RA34-60 |  | 0232-0081 | 370 |  | RHA34-60 |  | 0250-0073 | 390
|  | TYPE | CONNECTION | CODE | EUR |  | TYPE | CONNECTION | CODE | EUR
| RB31 | RB31-10 | 2 x 1" 2 x ID 22,4 mm | 0226-0183 | 170 | RHB31 | RHB31-10 | 2 x 1" 2 x ID 22,4 mm | 0244-0181 | 195
|  | RB31-20 |  | 0226-0184 | 220 |  | RHB31-20 |  | 0244-0182 | 245
|  | RB31-30 |  | 0226-0185 | 270 |  | RHB31-30 |  | 0244-0183 | 295
|  | RB31-40 |  | 0226-0186 | 320 |  | RHB31-40 |  | 0244-0184 | 345
|  | RB31-50 |  | 0226-0187 | 375 |  | RHB31-50 |  | 0244-0185 | 400
|  | RB31-60 |  | 0226-0188 | 425 |  | RHB31-60 |  | 0244-0186 | 450
|  | RB31-70 |  | 0226-0189 | 475 |  | RHB31-70 |  | 0244-0187 | 500
|  | RB31-80 |  | 0226-0190 | 525 |  | RHB31-80 |  | 0244-0188 | 550
|  | RB31-90 |  | 0226-0191 | 575 |  | RHB31-90 |  | 0244-0189 | 600
|  | RB31-100 |  | 0226-0192 | 625 |  | RHB31-100 |  | 0244-0190 | 650
|  | TYPE | CONNECTION | CODE | EUR |  | TYPE | CONNECTION | CODE | EUR
| RB31-H | RB31-10H | 2 x 1" 2 x ID 22,4 mm | 0226-0193 | 170 | RHB31-H | RHB31-10H | 2 x 1" 2 x ID 22,4 mm | 0244-0191 | 195
|  | RB31-20H |  | 0226-0194 | 220 |  | RHB31-20H |  | 0244-0192 | 245
|  | RB31-30H |  | 0226-0195 | 270 |  | RHB31-30H |  | 0244-0193 | 295
|  | RB31-40H |  | 0226-0196 | 320 |  | RHB31-40H |  | 0244-0194 | 345
|  | RB31-50H |  | 0226-0197 | 375 |  | RHB31-50H |  | 0244-0195 | 400
|  | RB31-60H |  | 0226-0198 | 425 |  | RHB31-60H |  | 0244-0196 | 450
|  | RB31-70H |  | 0226-0199 | 475 |  | RHB31-70H |  | 0244-0197 | 500
|  | RB31-80H |  | 0226-0200 | 525 |  | RHB31-80H |  | 0244-0198 | 550
|  | RB31-90H |  | 0226-0201 | 575 |  | RHB31-90H |  | 0244-0199 | 600
|  | RB31-100H |  | 0226-0202 | 625 |  | RHB31-100H |  | 0244-0200 | 650
| RB47 | TYPE | CONNECTION | CODE | EUR | RHB47 | TYPE | CONNECTION | CODE | EUR
|  | RB47-10 | 2 x 1" 2 x ID 22,4 mm | 0227-0235 | 210 |  | RHB47-10 | 2 x 1" 2 x ID 22,4 mm | 0245-0218 | 245
|  | RB47-20 |  | 0227-0236 | 280 |  | RHB47-20 |  | 0245-0219 | 315
|  | RB47-30 |  | 0227-0237 | 350 |  | RHB47-30 |  | 0245-0220 | 385
|  | RB47-40 |  | 0227-0238 | 420 |  | RHB47-40 |  | 0245-0221 | 455
|  | RB47-50 |  | 0227-0239 | 490 |  | RHB47-50 |  | 0245-0222 | 525
|  | RB47-60 |  | 0227-0240 | 560 |  | RHB47-60 |  | 0245-0223 | 595
|  | RB47-70 |  | 0227-0241 | 630 |  | RHB47-70 |  | 0245-0224 | 665
|  | RB47-80 |  | 0227-0242 | 700 |  | RHB47-80 |  | 0245-0225 | 735
|  | RB47-90 |  | 0227-0243 | 770 |  | RHB47-90 |  | 0245-0226 | 805
|  | RB47-100 |  | 0227-0244 | 840 |  | RHB47-100 |  | 0245-0227 | 925
| RB47-H | TYPE | CONNECTION | CODE | EUR | RHB47-H | TYPE | CONNECTION | CODE | EUR
|  | RB47-10H | 2 x 1" 2 x ID 22,4 mm | 0227-0245 | 210 |  | RHB47-10H | 2 x 1" 2 x ID 22,4 mm | 0245-0228 | 245
|  | RB47-20H |  | 0227-0246 | 280 |  | RHB47-20H |  | 0245-0229 | 315
|  | RB47-30H |  | 0227-0247 | 350 |  | RHB47-30H |  | 0245-0230 | 385
|  | RB47-40H |  | 0227-0248 | 420 |  | RHB47-40H |  | 0245-0231 | 455
|  | RB47-50H |  | 0227-0249 | 490 |  | RHB47-50H |  | 0245-0232 | 525
|  | RB47-60H |  | 0227-0250 | 560 |  | RHB47-60H |  | 0245-0233 | 595
|  | RB47-70H |  | 0227-0251 | 630 |  | RHB47-70H |  | 0245-0234 | 665
|  | RB47-80H |  | 0227-0252 | 700 |  | RHB47-80H |  | 0245-0235 | 735
|  | RB47-90H |  | 0227-0253 | 770 |  | RHB47-90H |  | 0245-0236 | 805
|  | RB47-100H |  | 0227-0254 | 840 |  | RHB47-100H |  | 0245-0237 | 925
| RB60 | TYPE | CONNECTION | CODE | EUR | RHB60 | TYPE | CONNECTION | CODE | EUR
|  | RB60-10 | 2 x 1" 2 x ID 22,4 mm | 0228-0230 | 245 |  | RHB60-10 | 2 x 1" 2 x ID 22,4 mm | 0246-0179 | 290
|  | RB60-20 |  | 0228-0231 | 335 |  | RHB60-20 |  | 0246-0180 | 380
|  | RB60-30 |  | 0228-0232 | 425 |  | RHB60-30 |  | 0246-0181 | 470
|  | RB60-40 |  | 0228-0233 | 515 |  | RHB60-40 |  | 0246-0182 | 560
|  | RB60-50 |  | 0228-0234 | 605 |  | RHB60-50 |  | 0246-0183 | 650
|  | RB60-60 |  | 0228-0235 | 695 |  | RHB60-60 |  | 0246-0184 | 740
|  | RB60-70 |  | 0228-0236 | 785 |  | RHB60-70 |  | 0246-0185 | 830
|  | RB60-80 |  | 0228-0237 | 875 |  | RHB60-80 |  | 0246-0186 | 920
|  | RB60-90 |  | 0228-0238 | 965 |  | RHB60-90 |  | 0246-0187 | 1010
|  | RB60-100 |  | 0228-0239 | 1055 |  | RHB60-100 |  | 0246-0188 | 1100
| RB60-H | TYPE | CONNECTION | CODE | EUR | RHB60-H | TYPE | CONNECTION | CODE | EUR
|  | RB60-10H | 2 x 1" 2 x ID 22,4 mm | 0228-0240 | 245 |  | RHB60-10H | 2 x 1" 2 x ID 22,4 mm | 0246-0189 | 290
|  | RB60-20H |  | 0228-0241 | 335 |  | RHB60-20H |  | 0246-0190 | 380
|  | RB60-30H |  | 0228-0242 | 425 |  | RHB60-30H |  | 0246-0191 | 470
|  | RB60-40H |  | 0228-0243 | 515 |  | RHB60-40H |  | 0246-0192 | 560
|  | RB60-50H |  | 0228-0244 | 605 |  | RHB60-50H |  | 0246-0193 | 650
|  | RB60-60H |  | 0228-0245 | 695 |  | RHB60-60H |  | 0246-0194 | 740
|  | RB60-70H |  | 0228-0246 | 785 |  | RHB60-70H |  | 0246-0195 | 830
|  | RB60-80H |  | 0228-0247 | 875 |  | RHB60-80H |  | 0246-0196 | 920
|  | RB60-90H |  | 0228-0248 | 965 |  | RHB60-90H |  | 0246-0197 | 1010
|  | RB60-100H |  | 0228-0249 | 1055 |  | RHB60-100H |  | 0246-0198 | 1100
| RC110 | TYPE | CONNECTION | CODE | EUR | RHC110 | TYPE | CONNECTION | CODE | EUR
|  | RC110-20 | 2 x 2" 2 x ID 35,2mm | 0229-0150 | 710 |  | RHC110-20 | 2 x 2" 2 x ID 35,2mm | 0247-0135 | 830
|  | RC110-30 |  | 0229-0151 | 880 |  | RHC110-30 |  | 0247-0136 | 1000
|  | RC110-40 |  | 0229-0152 | 1050 |  | RHC110-40 |  | 0247-0137 | 1170
|  | RC110-50 |  | 0229-0153 | 1225 |  | RHC110-50 |  | 0247-0138 | 1345
|  | RC110-60 |  | 0229-0154 | 1395 |  | RHC110-60 |  | 0247-0139 | 1515
|  | RC110-70 |  | 0229-0155 | 1565 |  | RHC110-70 |  | 0247-0140 | 1685
|  | RC110-80 |  | 0229-0156 | 1735 |  | RHC110-80 |  | 0247-0141 | 1855
|  | RC110-90 |  | 0229-0157 | 1910 |  | RHC110-90 |  | 0247-0142 | 2030
|  | RC110-100 |  | 0229-0158 | 2080 |  | RHC110-100 |  | 0247-0143 | 2200
| RC110-L | TYPE | CONNECTION | CODE | EUR | RHC110-L | TYPE | CONNECTION | CODE | EUR
|  | RC110-20L | 2 x 2" 2 x ID 35,2mm | 0229-0159 | 710 |  | RHC110-20L | 2 x 2" 2 x ID 35,2mm | 0247-0144 | 830
|  | RC110-30L |  | 0229-0160 | 880 |  | RHC110-30L |  | 0247-0145 | 1000
|  | RC110-40L |  | 0229-0161 | 1050 |  | RHC110-40L |  | 0247-0146 | 1170
|  | RC110-50L |  | 0229-0162 | 1225 |  | RHC110-50L |  | 0247-0147 | 1345
|  | RC110-60L |  | 0229-0163 | 1395 |  | RHC110-60L |  | 0247-0148 | 1515
|  | RC110-70L |  | 0229-0164 | 1565 |  | RHC110-70L |  | 0247-0149 | 1685
|  | RC110-80L |  | 0229-0165 | 1735 |  | RHC110-80L |  | 0247-0150 | 1855
|  | RC110-90L |  | 0229-0166 | 1910 |  | RHC110-90L |  | 0247-0151 | 2030
|  | RC110-100L |  | 0229-0167 | 2080 |  | RHC110-100L |  | 0247-0152 | 2200

## HAD
HAD
|  | smooth tubes | [5 empty] | corrugated tubes (K)
|  | PRO |  |  | STA |  |  | PRO |  |  | STA
|  | TYPE | CODE | EUR | TYP | CODE | EUR | TYPE | CODE | EUR | TYP | CODE | EUR
| FX | HAD PFX S0 | 0730-0005 | 2135 | HAD SFX S0 | 0730-0007 | 1740 | HAD PFXK S0 | 0730-0006 | 2135 | HAD SFXK S0 | 0730-0008 | 1740
|  | HAD PFX S1 | 0731-0005 | 2135 | HAD SFX S1 | 0731-0007 | 1740 | HAD PFXK S1 | 0731-0006 | 2135 | HAD SFXK S1 | 0731-0008 | 1740
|  | HAD PFX 2.11.08.68 | 0732-0011 | 1485 | HAD SFX 2.11.08.68 | 0732-0015 | 1125 | HAD PFXK 2.11.08.68 | 0732-0012 | 1485 | HAD SFXK 2.11.08.68 | 0732-0016 | 1125
|  | HAD PFX 2.11 | 0732-0009 | 1665 | HAD SFX 2.11 | 0732-0013 | 1270 | HAD PFXK 2.11 | 0732-0010 | 1665 | HAD SFXK 2.11 | 0732-0014 | 1270
|  | HAD PFX 3.18.08.75 | 0733-0011 | 1835 | HAD SFX 3.18.08.75 | 0733-0015 | 1425 | HAD PFXK 3.18.08.75 | 0733-0012 | 1835 | HAD SFXK 3.18.08.75 | 0733-0016 | 1425
|  | HAD PFX 3.18 | 0733-0009 | 2035 | HAD SFX 3.18 | 0733-0013 | 1590 | HAD PFXK 3.18 | 0733-0010 | 2035 | HAD SFXK 3.18 | 0733-0014 | 1590
|  | HAD PFX 5.38.08.71 | 0734-0011 | 2340 | HAD SFX 5.38.08.71 | 0734-0015 | 1730 | HAD PFXK 5.38.08.71 | 0734-0012 | 2340 | HAD SFXK 5.38.08.71 | 0734-0016 | 1730
|  | HAD PFX 5.38 | 0734-0009 | 2845 | HAD SFX 5.38 | 0734-0013 | 2160 | HAD PFXK 5.38 | 0734-0010 | 2845 | HAD SFXK 5.38 | 0734-0014 | 2160
|  | HAD PFX 6.50.08.72 | 0735-0015 | 2690 | HAD SFX 6.50.08.72 | 0735-0021 | 2020 | HAD PFXK 6.50.08.72 | 0735-0016 | 2690 | HAD SFXK 6.50.08.72 | 0735-0022 | 2020
|  | HAD PFX 6.50 | 0735-0013 | 3345 | HAD SFX 6.50 | 0735-0019 | 2570 | HAD PFXK 6.50 | 0735-0014 | 3345 | HAD SFXK 6.50 | 0735-0020 | 2570
|  | HAD PFX 6.50.10 | 0735-0017 | 3345 | HAD SFX 6.50.10 | 0735-0023 | 2570 | HAD PFXK 6.50.10 | 0735-0018 | 3345 | HAD SFXK 6.50.10 | 0735-0024 | 2570
|  | HAD PFX 9.88.08.65 | 0736-0019 | 3630 | HAD SFX 9.88.08.65 | 0736-0027 | 2850 | HAD PFXK 9.88.08.65 | 0736-0020 | 3630 | HAD SFXK 9.88.08.65 | 0736-0028 | 2850
|  | HAD PFX 9.88.08.85 | 0736-0021 | 3900 | HAD SFX 9.88.08.85 | 0736-0029 | 3070 | HAD PFXK 9.88.08.85 | 0736-0022 | 3900 | HAD SFXK 9.88.08.85 | 0736-0030 | 3070
|  | HAD PFX 9.88 | 0736-0017 | 4815 | HAD SFX 9.88 | 0736-0025 | 3845 | HAD PFXK 9.88 | 0736-0018 | 4815 | HAD SFXK 9.88 | 0736-0026 | 3845
|  | HAD PFX 9.88.10 | 0736-0023 | 4815 | HAD SFX 9.88.10 | 0736-0031 | 3845 | HAD PFXK 9.88.10 | 0736-0024 | 4815 | HAD SFXK 9.88.10 | 0736-0032 | 3845
|  | HAD PFX 12.114.08.50 | 0739-0003 | 4815 | HAD SFX 12.114.08.50 | 0739-0013 | 3725 | HAD PFXK 12.114.08.50 | 0739-0004 | 4815 | HAD SFXK 12.114.08.50 | 0739-0014 | 3725
|  | HAD PFX 12.114.08.60 | 0739-0005 | 5015 | HAD SFX 12.114.08.60 | 0739-0015 | 3880 | HAD PFXK 12.114.08.60 | 0739-0006 | 5015 | HAD SFXK 12.114.08.60 | 0739-0016 | 3880
|  | HAD PFX 12.114.08.75 | 0739-0007 | 5350 | HAD SFX 12.114.08.75 | 0739-0017 | 4175 | HAD PFXK 12.114.08.75 | 0739-0008 | 5350 | HAD SFXK 12.114.08.75 | 0739-0018 | 4175
|  | HAD PFX 12.114 | 0739-0001 | 8015 | HAD SFX 12.114 | 0739-0011 | 6365 | HAD PFXK 12.114 | 0739-0002 | 8015 | HAD SFXK 12.114 | 0739-0012 | 6365
|  | HAD PFX 12.114.10 | 0739-0009 | 8015 | HAD SFX 12.114.10 | 0739-0019 | 6365 | HAD PFXK 12.114.10 | 0739-0010 | 8015 | HAD SFXK 12.114.10 | 0739-0020 | 6365
|  | smooth tubes | [5 empty] | corrugated tubes (K)
|  | PRO |  |  | STA |  |  | PRO |  |  | STA
|  | TYPE | CODE | EUR | TYP | CODE | EUR | TYPE | CODE | EUR | TYP | CODE | EUR
| MX | HAD PMX S0 | 0740-0005 | 2535 | HAD SMX S0 | 0740-0007 | 1940 | HAD PMXK S0 | 0740-0006 | 2535 | HAD SMXK S0 | 0740-0008 | 1940
|  | HAD PMX S1 | 0741-0005 | 2535 | HAD SMX S1 | 0741-0007 | 1940 | HAD PMXK S1 | 0741-0006 | 2535 | HAD SMXK S1 | 0741-0008 | 1940
|  | HAD PMX 2.11.08.68 | 0742-0012 | 1675 | HAD SMX 2.11.08.68 | 0742-0016 | 1235 | HAD PMXK 2.11.08.68 | 0742-0013 | 1675 | HAD SMXK 2.11.08.68 | 0742-0017 | 1235
|  | HAD PMX 2.11 | 0742-0010 | 1850 | HAD SMX 2.11 | 0742-0014 | 1385 | HAD PMXK 2.11 | 0742-0011 | 1850 | HAD SMXK 2.11 | 0742-0015 | 1385
|  | HAD PMX 3.18.08.75 | 0743-0011 | 2030 | HAD SMX 3.18.08.75 | 0743-0015 | 1540 | HAD PMXK 3.18.08.75 | 0743-0012 | 2030 | HAD SMXK 3.18.08.75 | 0743-0016 | 1540
|  | HAD PMX 3.18 | 0743-0009 | 2220 | HAD SMX 3.18 | 0743-0013 | 1710 | HAD PMXK 3.18 | 0743-0010 | 2220 | HAD SMXK 3.18 | 0743-0014 | 1710
|  | HAD PMX 5.38.08.71 | 0744-0011 | 2475 | HAD SMX 5.38.08.71 | 0744-0015 | 1860 | HAD PMXK 5.38.08.71 | 0744-0012 | 2475 | HAD SMXK 5.38.08.71 | 0744-0016 | 1860
|  | HAD PMX 5.38 | 0744-0009 | 2985 | HAD SMX 5.38 | 0744-0013 | 2280 | HAD PMXK 5.38 | 0744-0010 | 2985 | HAD SMXK 5.38 | 0744-0014 | 2280
|  | HAD PMX 6.50.08.72 | 0745-0015 | 3000 | HAD SMX 6.50.08.72 | 0745-0021 | 2160 | HAD PMXK 6.50.08.72 | 0745-0016 | 3000 | HAD SMXK 6.50.08.72 | 0745-0022 | 2160
|  | HAD PMX 6.50 | 0745-0013 | 3660 | HAD SMX 6.50 | 0745-0019 | 2695 | HAD PMXK 6.50 | 0745-0014 | 3660 | HAD SMXK 6.50 | 0745-0020 | 2695
|  | HAD PMX 6.50.10 | 0745-0017 | 3660 | HAD SMX 6.50.10 | 0745-0023 | 2695 | HAD PMXK 6.50.10 | 0745-0018 | 3660 | HAD SMXK 6.50.10 | 0745-0024 | 2695
|  | HAD PMX 9.88.08.65 | 0746-0035 | 4030 | HAD SMX 9.88.08.65 | 0746-0043 | 3120 | HAD PMXK 9.88.08.65 | 0746-0036 | 4030 | HAD SMXK 9.88.08.65 | 0746-0044 | 3120
|  | HAD PMX 9.88.08.85 | 0746-0037 | 4295 | HAD SMX 9.88.08.85 | 0746-0045 | 3345 | HAD PMXK 9.88.08.85 | 0746-0038 | 4295 | HAD SMXK 9.88.08.85 | 0746-0046 | 3345
|  | HAD PMX 9.88 | 0746-0033 | 5215 | HAD SMX 9.88 | 0746-0041 | 4125 | HAD PMXK 9.88 | 0746-0034 | 5215 | HAD SMXK 9.88 | 0746-0042 | 4125
|  | HAD PMX 9.88.10 | 0746-0039 | 5215 | HAD SMX 9.88.10 | 0746-0047 | 4125 | HAD PMXK 9.88.10 | 0746-0040 | 5215 | HAD SMXK 9.88.10 | 0746-0048 | 4125
|  | HAD PMX 12.114.08.50 | 0749-0003 | 5490 | HAD SMX 12.114.08.50 | 0749-0013 | 4030 | HAD PMXK 12.114.08.50 | 0749-0004 | 5490 | HAD SMXK 12.114.08.50 | 0749-0014 | 4030
|  | HAD PMX 12.114.08.60 | 0749-0005 | 5690 | HAD SMX 12.114.08.60 | 0749-0015 | 4195 | HAD PMXK 12.114.08.60 | 0749-0006 | 5690 | HAD SMXK 12.114.08.60 | 0749-0016 | 4195
|  | HAD PMX 12.114.08.75 | 0749-0007 | 6035 | HAD SMX 12.114.08.75 | 0749-0017 | 4485 | HAD PMXK 12.114.08.75 | 0749-0008 | 6035 | HAD SMXK 12.114.08.75 | 0749-0018 | 4485
|  | HAD PMX 12.114 | 0749-0001 | 8680 | HAD SMX 12.114 | 0749-0011 | 6670 | HAD PMXK 12.114 | 0749-0002 | 8680 | HAD SMXK 12.114 | 0749-0012 | 6670
|  | HAD PMX 12.114.10 | 0749-0009 | 8680 | HAD SMX 12.114.10 | 0749-0019 | 6670 | HAD PMXK 12.114.10 | 0749-0010 | 8680 | HAD SMXK 12.114.10 | 0749-0020 | 6670
|  | smooth tubes | [5 empty] | corrugated tubes (K)
|  | PRO |  |  | STA |  |  | PRO |  |  | STA
| BX | TYPE | CODE | EUR | TYP | CODE | EUR | TYPE | CODE | EUR | TYP | CODE | EUR
|  | HAD PBX S0 | 0750-0005 | 3180 | HAD SBX S0 | 0750-0007 | 2400 | HAD PBXK S0 | 0750-0006 | 3180 | HAD SBXK S0 | 0750-0008 | 2400
|  | HAD PBX S1 | 0751-0005 | 3180 | HAD SBX S1 | 0751-0007 | 2400 | HAD PBXK S1 | 0751-0006 | 3180 | HAD SBXK S1 | 0751-0008 | 2400
|  | HAD PBX 2.11.08.68 | 0752-0011 | 2220 | HAD SBX 2.11.08.68 | 0752-0015 | 1605 | HAD PBXK 2.11.08.68 | 0752-0012 | 2220 | HAD SBXK 2.11.08.68 | 0752-0016 | 1605
|  | HAD PBX 2.11 | 0752-0009 | 2400 | HAD SBX 2.11 | 0752-0013 | 1750 | HAD PBXK 2.11 | 0752-0010 | 2400 | HAD SBXK 2.11 | 0752-0014 | 1750
|  | HAD PBX 3.18.08.75 | 0753-0011 | 2655 | HAD SBX 3.18.08.75 | 0753-0015 | 1985 | HAD PBXK 3.18.08.75 | 0753-0012 | 2655 | HAD SBXK 3.18.08.75 | 0753-0016 | 1985
|  | HAD PBX 3.18 | 0753-0009 | 2845 | HAD SBX 3.18 | 0753-0013 | 2150 | HAD PBXK 3.18 | 0753-0010 | 2845 | HAD SBXK 3.18 | 0753-0014 | 2150
|  | HAD PBX 5.38.08.71 | 0754-0011 | 3450 | HAD SBX 5.38.08.71 | 0754-0015 | 2455 | HAD PBXK 5.38.08.71 | 0754-0012 | 3450 | HAD SBXK 5.38.08.71 | 0754-0016 | 2455
|  | HAD PBX 5.38 | 0754-0009 | 3955 | HAD SBX 5.38 | 0754-0013 | 2885 | HAD PBXK 5.38 | 0754-0010 | 3955 | HAD SBXK 5.38 | 0754-0014 | 2885
|  | HAD PBX 6.50.08.72 | 0755-0015 | 4030 | HAD SBX 6.50.08.72 | 0755-0021 | 2960 | HAD PBXK 6.50.08.72 | 0755-0016 | 4030 | HAD SBXK 6.50.08.72 | 0755-0022 | 2960
|  | HAD PBX 6.50 | 0755-0013 | 4685 | HAD SBX 6.50 | 0755-0019 | 3500 | HAD PBXK 6.50 | 0755-0014 | 4685 | HAD SBXK 6.50 | 0755-0020 | 3500
|  | HAD PBX 6.50.10 | 0755-0017 | 4685 | HAD SBX 6.50.10 | 0755-0023 | 3500 | HAD PBXK 6.50.10 | 0755-0018 | 4685 | HAD SBXK 6.50.10 | 0755-0024 | 3500
|  | HAD PBX 9.88.08.65 | 0756-0019 | 5490 | HAD SBX 9.88.08.65 | 0756-0027 | 4265 | HAD PBXK 9.88.08.65 | 0756-0020 | 5490 | HAD SBXK 9.88.08.65 | 0756-0028 | 4265
|  | HAD PBX 9.88.08.85 | 0756-0021 | 5760 | HAD SBX 9.88.08.85 | 0756-0029 | 4490 | HAD PBXK 9.88.08.85 | 0756-0022 | 5760 | HAD SBXK 9.88.08.85 | 0756-0030 | 4490
|  | HAD PBX 9.88 | 0756-0017 | 6685 | HAD SBX 9.88 | 0756-0025 | 5275 | HAD PBXK 9.88 | 0756-0018 | 6685 | HAD SBXK 9.88 | 0756-0026 | 5275
|  | HAD PBX 9.88.10 | 0756-0023 | 6685 | HAD SBX 9.88.10 | 0756-0031 | 5275 | HAD PBXK 9.88.10 | 0756-0024 | 6685 | HAD SBXK 9.88.10 | 0756-0032 | 5275
|  | HAD PBX 12.114.08.50 | 0759-0003 | 7845 | HAD SBX 12.114.08.50 | 0759-0013 | 5760 | HAD PBXK 12.114.08.50 | 0759-0004 | 7845 | HAD SBXK 12.114.08.50 | 0759-0014 | 5760
|  | HAD PBX 12.114.08.60 | 0759-0005 | 8045 | HAD SBX 12.114.08.60 | 0759-0015 | 5915 | HAD PBXK 12.114.08.60 | 0759-0006 | 8045 | HAD SBXK 12.114.08.60 | 0759-0016 | 5915
|  | HAD PBX 12.114.08.75 | 0759-0007 | 8390 | HAD SBX 12.114.08.75 | 0759-0017 | 6210 | HAD PBXK 12.114.08.75 | 0759-0008 | 8390 | HAD SBXK 12.114.08.75 | 0759-0018 | 6210
|  | HAD PBX 12.114 | 0759-0001 | 11040 | HAD SBX 12.114 | 0759-0011 | 8400 | HAD PBXK 12.114 | 0759-0002 | 11040 | HAD SBXK 12.114 | 0759-0012 | 8400
|  | HAD PBX 12.114.10 | 0759-0009 | 11040 | HAD SBX 12.114.10 | 0759-0019 | 8400 | HAD PBXK 12.114.10 | 0759-0010 | 11040 | HAD SBXK 12.114.10 | 0759-0020 | 8400

## B,T,H,EVO,REV
B,TI,H, EVO, REV
| B-line |  |  |  | EVO
|  | TYPE | CODE | EUR |  | TYPE | CODE | EUR
|  | B45 | 0170-0001 | 230 |  | EVO300 | 0168-0001 | 600
|  | B70 | 0170-0002 | 255 |  | EVO400 | 0168-0002 | 700
|  | B130 | 0170-0003 | 265 |  | EVO600 | 0168-0003 | 890
|  | B180 | 0170-0004 | 390 |  | EVO800 | 0168-0004 | 1200
|  | B250 | 0170-0005 | 405 |  | EVO1000 | 0168-0005 | 1330
|  | B300 | 0170-0006 | 440
|  | B500 | 0170-0007 | 650 |  | EVO300EQ | 0168-0006 | 1060
|  | B1000 | 0170-0008 | 1080 |  | EVO400EQ | 0168-0007 | 1195
[6 empty] | EVO600EQ | 0168-0008 | 1395
| TI |  |  |  | REV
|  | TYPE | CODE | EUR |  | TYPE | CODE | EUR
|  | TI250 | 0172-0019 | 740 |  | REV250 | 0169-0001 | 845
|  | TI350 | 0172-0020 | 845 |  | REV350 | 0169-0002 | 945
|  | TI500 | 0172-0021 | 1020 |  | REV500 | 0169-0003 | 1095
|  | TI750 | 0172-0022 | 1330 |  | REV750 | 0169-0004 | 1415
|  | TI1000 | 0172-0023 | 1620 |  | REV1000 | 0169-0005 | 1675
[6 empty] | REV250S | 0169-0006 | 390
[6 empty] | REV350S | 0169-0007 | 405
[6 empty] | REV500S | 0169-0008 | 440
| H-line |  |  |  |  | REV750S | 0169-0009 | 530
[6 empty] | REV1000S | 0169-0010 | 575
|  | TYPE | CODE | EUR
|  | H0 K FF.PRO.TH | 0108-0005 | 320
|  | H0 K FF.PRO.SS | 0108-0003 | 560
|  | H1 K FF.PRO.TH | 0109-0005 | 400
|  | H1 K FF.PRO.SS | 0109-0003 | 650
|  | H2 K FF.PRO.TH | 0110-0005 | 440
|  | H2 K FF.PRO.SS | 0110-0003 | 710

## P-line
P-line
1P
| HORIZONTAL | [5 empty] | VERTICAL
| VITON gaskets |  |  | SILICONE gaskets |  |  | VITON gaskets |  |  | SILICONE gaskets
| TYPE | CODE | EUR | TYPE | CODE | EUR | TYPE | CODE | [EUR] | TYPE | CODE | EUR
| P-080.070.08.H-1P.F | 0174-0249 | 3920 | P-080.070.08.H-1P.S | 0174-0252 | 3800 | P-080.070.08.V-1P.F | 0174-0245 | 3920 | P-080.070.08.V-1P.S | 0174-0246 | 3800
| P-080.110.08.H-1P.F | 0174-0250 | 4760 | P-080.110.08.H-1P.S | 0174-0248 | 4640 | P-080.110.08.V-1P.F | 0174-0254 | 4760 | P-080.110.08.V-1P.S | 0174-0256 | 4640
| P-080.140.08.H-1P.F | 0174-0251 | 5320 | P-080.140.08.H-1P.S | 0174-0253 | 5200 | P-080.140.08.V-1P.F | 0174-0255 | 5320 | P-080.140.08.V-1P.S | 0174-0257 | 5200
| P-100.070.08.H-1P.F | 0174-0005 | 5960 | P-100.070.08.H-1P.S | 0174-0011 | 5780 | P-100.070.08.V-1P.F | 0174-0008 | 5960 | P-100.070.08.V-1P.S | 0174-0014 | 5780
| P-100.110.08.H-1P.F | 0174-0006 | 7340 | P-100.110.08.H-1P.S | 0174-0012 | 7160 | P-100.110.08.V-1P.F | 0174-0009 | 7340 | P-100.110.08.V-1P.S | 0174-0015 | 7160
| P-100.140.08.H-1P.F | 0174-0007 | 8280 | P-100.140.08.H-1P.S | 0174-0013 | 8120 | P-100.140.08.V-1P.F | 0174-0010 | 8280 | P-100.140.08.V-1P.S | 0174-0016 | 8120
| P-125.110.08.H-1P.F | 0174-0017 | 10400 | P-125.110.08.H-1P.S | 0174-0023 | 10180 | P-125.110.08.V-1P.F | 0174-0020 | 10400 | P-125.110.08.V-1P.S | 0174-0026 | 10180
| P-125.140.08.H-1P.F | 0174-0018 | 11860 | P-125.140.08.H-1P.S | 0174-0024 | 11640 | P-125.140.08.V-1P.F | 0174-0021 | 11860 | P-125.140.08.V-1P.S | 0174-0027 | 11640
| P-125.150.08.H-1P.F | 0174-0019 | 12420 | P-125.150.08.H-1P.S | 0174-0025 | 12200 | P-125.150.08.V-1P.F | 0174-0022 | 12420 | P-125.150.08.V-1P.S | 0174-0028 | 12200
| P-150.110.08.H-1P.F | 0174-0041 | 13840 | P-150.110.08.H-1P.S | 0174-0047 | 13560 | P-150.110.08.V-1P.F | 0174-0044 | 13840 | P-150.110.08.V-1P.S | 0174-0050 | 13560
| P-150.140.08.H-1P.F | 0174-0042 | 15880 | P-150.140.08.H-1P.S | 0174-0048 | 15580 | P-150.140.08.V-1P.F | 0174-0045 | 15880 | P-150.140.08.V-1P.S | 0174-0051 | 15580
| P-150.190.08.H-1P.F | 0174-0043 | 19500 | P-150.190.08.H-1P.S | 0174-0049 | 19200 | P-150.190.08.V-1P.F | 0174-0046 | 19500 | P-150.190.08.V-1P.S | 0174-0052 | 19200
| P-200.140.08.H-1P.F | 0174-0065 | 23080 | P-200.140.08.H-1P.S | 0174-0071 | 22660 | P-200.140.08.V-1P.F | 0174-0068 | 23080 | P-200.140.08.V-1P.S | 0174-0074 | 22660
| P-200.190.08.H-1P.F | 0174-0066 | 28020 | P-200.190.08.H-1P.S | 0174-0072 | 27600 | P-200.190.08.V-1P.F | 0174-0069 | 28020 | P-200.190.08.V-1P.S | 0174-0075 | 27600
| P-200.210.08.H-1P.F | 0174-0067 | 31000 | P-200.210.08.H-1P.S | 0174-0073 | 30580 | P-200.210.08.V-1P.F | 0174-0070 | 31000 | P-200.210.08.V-1P.S | 0174-0076 | 30580
| P-250-110.08.H-1P.F | 0174-0095 | 33460 | P-250-110.08.H-1P.S | 0174-0101 | 32740 | P-250-110.08.V-1P.F | 0174-0098 | 33460 | P-250-110.08.V-1P.S | 0174-0104 | 32740
| P-250-140.08.H-1P.F | 0174-0096 | 39180 | P-250-140.08.H-1P.S | 0174-0102 | 38460 | P-250-140.08.V-1P.F | 0174-0099 | 39180 | P-250-140.08.V-1P.S | 0174-0105 | 38460
| P-250-190.08.H-1P.F | 0174-0097 | 47760 | P-250-190.08.H-1P.S | 0174-0103 | 47040 | P-250-190.08.V-1P.F | 0174-0100 | 47760 | P-250-190.08.V-1P.S | 0174-0106 | 47040
2P
| HORIZONTAL | [5 empty] | VERTICAL
| VITON gaskets |  |  | SILICONE gaskets |  |  | VITON gaskets |  |  | SILICONE gaskets
| TYPE | CODE | EUR | TYPE | CODE | EUR | TYPE | CODE | EUR | TYPE | CODE | EUR
| P-125.110.08.H-2P.F | 0174-0029 | 10680 | P-125.110.08.H-2P.S | 0174-0035 | 10460 | P-125.110.08.V-2P.F | 0174-0032 | 10680 | P-125.110.08.V-2P.S | 0174-0038 | 10460
| P-125.140.08.H-2P.F | 0174-0030 | 12200 | P-125.140.08.H-2P.S | 0174-0036 | 11980 | P-125.140.08.V-2P.F | 0174-0033 | 12200 | P-125.140.08.V-2P.S | 0174-0039 | 11980
| P-125.150.08.H-2P.F | 0174-0031 | 12760 | P-125.150.08.H-2P.S | 0174-0037 | 12540 | P-125.150.08.V-2P.F | 0174-0034 | 12760 | P-125.150.08.V-2P.S | 0174-0040 | 12540
| P-150.110.08.H-2P.F | 0174-0053 | 14220 | P-150.110.08.H-2P.S | 0174-0059 | 13940 | P-150.110.08.V-2P.F | 0174-0056 | 14220 | P-150.110.08.V-2P.S | 0174-0062 | 13940
| P-150.140.08.H-2P.F | 0174-0054 | 16320 | P-150.140.08.H-2P.S | 0174-0060 | 16020 | P-150.140.08.V-2P.F | 0174-0057 | 16320 | P-150.140.08.V-2P.S | 0174-0063 | 16020
| P-150.190.08.H-2P.F | 0174-0055 | 20060 | P-150.190.08.H-2P.S | 0174-0061 | 19760 | P-150.190.08.V-2P.F | 0174-0058 | 20060 | P-150.190.08.V-2P.S | 0174-0064 | 19760
| P-200.140.08.H-2P.F | 0174-0077 | 23740 | P-200.140.08.H-2P.S | 0174-0083 | 23320 | P-200.140.08.V-2P.F | 0174-0080 | 23740 | P-200.140.08.V-2P.S | 0174-0086 | 23320
| P-200.190.08.H-2P.F | 0174-0078 | 28820 | P-200.190.08.H-2P.S | 0174-0084 | 28400 | P-200.190.08.V-2P.F | 0174-0081 | 28820 | P-200.190.08.V-2P.S | 0174-0087 | 28400
| P-200.210.08.H-2P.F | 0174-0079 | 31900 | P-200.210.08.H-2P.S | 0174-0085 | 31480 | P-200.210.08.V-2P.F | 0174-0082 | 31900 | P-200.210.08.V-2P.S | 0174-0088 | 31480
| P-250-110.08.H-2P.F | 0174-0107 | 34420 | P-250-110.08.H-2P.S | 0174-0113 | 33700 | P-250-110.08.V-2P.F | 0174-0110 | 34420 | P-250-110.08.V-2P.S | 0174-0116 | 33700
| P-250-140.08.H-2P.F | 0174-0108 | 40300 | P-250-140.08.H-2P.S | 0174-0114 | 39580 | P-250-140.08.V-2P.F | 0174-0111 | 40300 | P-250-140.08.V-2P.S | 0174-0117 | 39580
| P-250-190.08.H-2P.F | 0174-0109 | 49140 | P-250-190.08.H-2P.S | 0174-0115 | 48420 | P-250-190.08.V-2P.F | 0174-0112 | 49140 | P-250-190.08.V-2P.S | 0174-0118 | 48420
4P
HORIZONTAL
| VITON gaskets |  |  | SILICONE gaskets
| TYPE | CODE | EUR | TYPE | CODE | EUR
| P-200.140.08.H-4P.F | 0174-0089 | 23740 | P-200.140.08.H-4P.S | 0174-0092 | 23320
| P-200.190.08.H-4P.F | 0174-0090 | 28820 | P-200.190.08.H-4P.S | 0174-0093 | 28400
| P-200.210.08.H-4P.F | 0174-0091 | 31900 | P-200.210.08.H-4P.S | 0174-0094 | 31480
| P-250-110.08.H-4P.F | 0174-0119 | 34420 | P-250-110.08.H-4P.S | 0174-0122 | 33700
| P-250-140.08.H-4P.F | 0174-0120 | 40300 | P-250-140.08.H-4P.S | 0174-0123 | 39580
| P-250-190.08.H-4P.F | 0174-0121 | 49140 | P-250-190.08.H-4P.S | 0174-0124 | 48420

## ECONO
ECONOMIZERS
E-LINE
| TYPE | CODE | [EUR]
| E 8.1 | 0180-0001 | 3800
| E 12.1 | 0180-0002 | 5330
| E 15.1 | 0180-0003 | 8800
| E 16.1 | 0180-0004 | 11500
| E 20.1 | 0180-0005 | 15200
| E 28.1 | 0180-0006 | 26500
| E 35.1 | 0180-0007 | 37000

## ACCESSORIES
ACCESSORIES
INSULATIONS FOR JAD & S HEAT EXCHANGERS
|  | TYPE | CODE | [EUR] | TYPE | CODE | [EUR]
|  | PFI JAD X(K) 2.11.08.68 | 2101-0005 | 60 | AMWI JAD X(K) 2.11.08.68 | 2101-0076 | 280
|  | PFI JAD X(K) 2.11 | 2101-0004 | 60 | AMWI JAD X(K) 2.11 | 2101-0077 | 280
|  | PFI JAD (K) 3.18 | 2101-0021 | 70 | AMWI JAD (K) 3.18 | 2101-0078 | 290
|  | PFI JAD X(K) 3.18.08.75 | 2101-0007 | 70 | AMWI JAD X(K) 3.18.08.75 | 2101-0079 | 310
|  | PFI JAD X(K) 3.18 | 2101-0006 | 70 | AMWI JAD X(K) 3.18 | 2101-0080 | 310
|  | PFI JAD (K) 5.36 | 2101-0022 | 70 | AMWI JAD (K) 5.36 | 2101-0081 | 310
|  | PFI JAD X(K) 5.38.08.71 | 2101-0009 | 70 | AMWI JAD X(K) 5.38.08.71 | 2101-0082 | 310
|  | PFI JAD X(K) 5.38 | 2101-0008 | 70 | AMWI JAD X(K) 5.38 | 2101-0083 | 310
|  | PFI JAD (K) 6.50 | 2101-0024 | 80 | AMWI JAD (K) 6.50 | 2101-0084 | 340
|  | PFI JAD (K) 6.50.10 | 2101-0024 | 80 | AMWI JAD (K) 6.50.10 | 2101-0084 | 340
|  | PFI JAD X(K) 6.50.08.72 | 2101-0012 | 80 | AMWI JAD X(K) 6.50.08.72 | 2101-0085 | 340
|  | PFI JAD X(K) 6.50 | 2101-0011 | 80 | AMWI JAD X(K) 6.50 | 2101-0086 | 340
|  | PFI JAD X(K) 6.50.10 | 2101-0011 | 80 | AMWI JAD X(K) 6.50.10 | 2101-0086 | 340
|  | PFI JAD X(K) 9.88.08.65 | 2101-0015 | 90 | AMWI JAD X(K) 9.88.08.65 | 2101-0087 | 350
|  | PFI JAD X(K) 9.88.08.85 | 2101-0016 | 90 | AMWI JAD X(K) 9.88.08.85 | 2101-0088 | 350
|  | PFI JAD X(K) 9.88 | 2101-0014 | 90 | AMWI JAD X(K) 9.88 | 2101-0089 | 350
|  | PFI JAD X(K) 9.88.10 | 2101-0014 | 90 | AMWI JAD X(K) 9.88.10 | 2101-0089 | 350
|  | PFI JAD X(K) 12.114.08.50 | 2101-0018 | 150 | AMWI JAD X(K) 12.114.08.50 | 2101-0090 | 370
|  | PFI JAD X(K) 12.114.08.60 | 2101-0019 | 150 | AMWI JAD X(K) 12.114.08.60 | 2101-0091 | 370
|  | PFI JAD X(K) 12.114.08.75 | 2101-0020 | 150 | AMWI JAD X(K) 12.114.08.75 | 2101-0092 | 370
|  | PFI JAD X(K) 12.114 | 2101-0017 | 150 | AMWI JAD X(K) 12.114 | 2101-0093 | 370
|  | PFI JAD X(K) 12.114.10 | 2101-0017 | 150 | AMWI JAD X(K) 12.114.10 | 2101-0093 | 370
|  | PFI S0 X(K) | 2101-0010 | 70 | AMWI S0 X(K) | 2101-0095 | 310
|  | PFI S1 (K) | 2101-0025 | 70 | AMWI S1 (K) | 2101-0096 | 310
|  | PFI S1 X(K) | 2101-0013 | 70 | AMWI S1 X(K) | 2101-0097 | 310
|  | PHI H1 (K) | 2101-0002 | 60
| PFI | polyurethane foam insulation 135C
| AMWI | aluminium covered mineral wool insulation 250C
| EFI | etylene foam insulation
INSULATIONS FOR L-line & LUNA HEAT EXCHANGERS
|  | TYPE | CODE | [EUR] | TYPE | CODE | [EUR] | TYPE | CODE | [EUR]
|  | APFI LA12-10-20 | 2102-0699 | 90 | APFI LB31-10-20 | 2102-0050 | 90 | APFI LC110-10-20 | 2102-0074 | 135
|  | APFI LA12-21-40 | 2102-0700 | 90 | APFI LB31-21-40 | 2102-0051 | 95 | APFI LC110-21-40 | 2102-0075 | 150
|  | APFI LA12-41-60 | 2102-0701 | 90 | APFI LB31-41-60 | 2102-0052 | 100 | APFI LC110-41-60 | 2102-0076 | 160
[5 empty] | APFI LB31-61-80 | 2102-0053 | 105 | APFI LC110-61-80 | 2102-0077 | 175
|  | APFI LA14-10-20 | 2102-0042 | 90 | APFI LB31-81-100 | 2102-0054 | 110 | APFI LC110-81-100 | 2102-0078 | 185
|  | APFI LA14-21-40 | 2102-0043 | 90 | APFI LB31-101-120 | 2102-0055 | 115 | APFI LC110-101-120 | 2102-0079 | 200
|  | APFI LA14-41-60 | 2102-0044 | 90 | APFI LB31-121-140 | 2102-0056 | 120 | APFI LC110-121-140 | 2102-0080 | 210
[5 empty] | APFI LB31-141-150 | 2102-0057 | 125 | APFI LC110-141-160 | 2102-0081 | 225
|  | APFI LA22-10-20 | 2102-0046 | 95 |  |  |  | APFI LC110-161-180 | 2102-0082 | 235
|  | APFI LA22-21-40 | 2102-0047 | 95 | APFI LB47-10-20 | 2102-0058 | 105 | APFI LC110-181-200 | 2102-0463 | 250
|  | APFI LA22-41-60 | 2102-0048 | 95 | APFI LB47-21-40 | 2102-0059 | 115
[5 empty] | APFI LB47-41-60 | 2102-0060 | 120 | APFI LC170-10-20 | 2102-0338 | 210
|  | APFI LA34-10-20 | 2102-0387 | 100 | APFI LB47-61-80 | 2102-0061 | 130 | APFI LC170-21-40 | 2102-0339 | 225
|  | APFI LA34-21-40 | 2102-0388 | 100 | APFI LB47-81-100 | 2102-0062 | 135 | APFI LC170-41-60 | 2102-0340 | 240
|  | APFI LA34-41-60 | 2102-0389 | 100 | APFI LB47-101-120 | 2102-0063 | 145 | APFI LC170-61-80 | 2102-0341 | 255
[5 empty] | APFI LB47-121-140 | 2102-0064 | 150 | APFI LC170-81-100 | 2102-0342 | 270
|  | APFI LJ30-10-20 | 2102-0864 | 90 | APFI LB47-141-150 | 2102-0065 | 160 | APFI LC170-101-120 | 2102-0343 | 285
|  | APFI LJ30-21-40 | 2102-0865 | 90 |  |  |  | APFI LC170-121-140 | 2102-0344 | 300
|  | APFI LJ30-41-60 | 2102-0866 | 90 | APFI LB60-10-20 | 2102-0066 | 130 | APFI LC170-141-160 | 2102-0345 | 315
[5 empty] | APFI LB60-21-40 | 2102-0067 | 140 | APFI LC170-161-180 | 2102-0346 | 330
|  | APFI LH40-10-20 | 2102-0782 | 100 | APFI LB60-41-60 | 2102-0068 | 150 | APFI LC170-181-200 | 2102-0464 | 345
|  | APFI LH40-21-40 | 2102-0783 | 100 | APFI LB60-61-80 | 2102-0069 | 160
|  | APFI LH40-41-60 | 2102-0784 | 100 | APFI LB60-81-100 | 2102-0070 | 170
[5 empty] | APFI LB60-101-120 | 2102-0071 | 180
|  | APFI LM110-10-20 | 2102-0772 | 135 | APFI LB60-121-140 | 2102-0072 | 190
|  | APFI LM110-21-40 | 2102-0773 | 150 | APFI LB60-141-150 | 2102-0073 | 200
|  | APFI LM110-41-60 | 2102-0774 | 160
|  | APFI LM110-61-80 | 2102-0775 | 175
|  | APFI LM110-81-100 | 2102-0776 | 185
|  | APFI LM110-101-120 | 2102-0777 | 200
|  | APFI LM110-121-140 | 2102-0778 | 210
|  | APFI LM110-141-160 | 2102-0779 | 225
|  | APFI LM110-161-180 | 2102-0780 | 235
|  | APFI LM110-181-200 | 2102-0781 | 250
| APFI | aluminium covered polyurethane foam insulation 135C
INSULATIONS FOR L-line & LUNA HEAT EXCHANGERS
|  | TYPE | CODE | [EUR] | TYPE | CODE | [EUR]
|  | APFI LD235-20 | 2102-0837 | 250 | APFI LE400-40 | 2102-0799 | 400
|  | APFI LD235-30 | 2102-0838 | 260 | APFI LE400-50 | 2102-0800 | 420
|  | APFI LD235-40 | 2102-0839 | 270 | APFI LE400-60 | 2102-0801 | 440
|  | APFI LD235-50 | 2102-0840 | 280 | APFI LE400-70 | 2102-0802 | 460
|  | APFI LD235-60 | 2102-0841 | 290 | APFI LE400-80 | 2102-0803 | 480
|  | APFI LD235-70 | 2102-0842 | 300 | APFI LE400-90 | 2102-0804 | 500
|  | APFI LD235-80 | 2102-0843 | 310 | APFI LE400-100 | 2102-0805 | 520
|  | APFI LD235-90 | 2102-0844 | 320 | APFI LE400-110 | 2102-0806 | 540
|  | APFI LD235-100 | 2102-0845 | 330 | APFI LE400-120 | 2102-0807 | 560
|  | APFI LD235-110 | 2102-0846 | 340 | APFI LE400-130 | 2102-0808 | 580
|  | APFI LD235-120 | 2102-0847 | 350 | APFI LE400-140 | 2102-0809 | 600
|  | APFI LD235-130 | 2102-0848 | 360 | APFI LE400-150 | 2102-0810 | 620
|  | APFI LD235-140 | 2102-0849 | 370 | APFI LE400-160 | 2102-0811 | 640
|  | APFI LD235-150 | 2102-0850 | 380 | APFI LE400-170 | 2102-0812 | 660
|  | APFI LD235-160 | 2102-0851 | 390 | APFI LE400-180 | 2102-0813 | 680
|  | APFI LD235-170 | 2102-0852 | 400 | APFI LE400-190 | 2102-0814 | 700
|  | APFI LD235-180 | 2102-0853 | 410 | APFI LE400-200 | 2102-0815 | 720
|  | APFI LD235-190 | 2102-0854 | 420 | APFI LE400-210 | 2102-0816 | 740
|  | APFI LD235-200 | 2102-0855 | 430 | APFI LE400-220 | 2102-0817 | 760
|  | APFI LD235-210 | 2102-0856 | 440 | APFI LE400-230 | 2102-0818 | 780
|  | APFI LD235-220 | 2102-0857 | 450 | APFI LE400-240 | 2102-0819 | 800
|  | APFI LD235-230 | 2102-0858 | 460 | APFI LE400-250 | 2102-0820 | 820
|  | APFI LD235-240 | 2102-0859 | 470 | APFI LE400-260 | 2102-0821 | 840
|  | APFI LD235-250 | 2102-0860 | 480 | APFI LE400-270 | 2102-0822 | 860
|  | APFI LD235-260 | 2102-0861 | 490 | APFI LE400-280 | 2102-0823 | 880
|  | APFI LD235-270 | 2102-0862 | 500 | APFI LE400-290 | 2102-0824 | 900
|  | APFI LD235-280 | 2102-0863 | 510 | APFI LE400-300 | 2102-0825 | 920
[5 empty] | APFI LE400-310 | 2102-0826 | 940
[5 empty] | APFI LE400-320 | 2102-0827 | 960
[5 empty] | APFI LE400-330 | 2102-0828 | 980
[5 empty] | APFI LE400-340 | 2102-0829 | 1000
[5 empty] | APFI LE400-350 | 2102-0830 | 1020
[5 empty] | APFI LE400-360 | 2102-0831 | 1040
[5 empty] | APFI LE400-370 | 2102-0832 | 1060
[5 empty] | APFI LE400-380 | 2102-0833 | 1080
[5 empty] | APFI LE400-390 | 2102-0834 | 1100
[5 empty] | APFI LE400-400 | 2102-0835 | 1120
INSULATIONS FOR R-line HEAT EXCHANGERS
|  | TYPE | CODE | [EUR]
|  | RNI RA12/RHA12 | 2106-0075 | 55
|  | RNI RA14/RHA14 | 2106-0003 | 55
|  | RNI RA22/RHA22 | 2106-0006 | 60
|  | RNI RA34/RHA34 | 2106-0009 | 70
|  | RNI RB31/RHB31 | 2106-0014 | 80
|  | RNI RB47/RHB47 | 2106-0019 | 90
|  | RNI RB60/RHB60 | 2106-0024 | 100
|  | RNI RC110/RHC110 | 2106-0034 | 135
|  | RNI RC170/RHC170 | 2106-0044 | 170
|  | RNI RD235/RHD235 | 2106-0058 | 250
|  | RNI LM110 | 2106-0076 | 168
| RNI | refrigerant nitrile rubber insulation
MOUNTS FOR HEAT EXCHANGERS
|  | TYPE | CODE | [EUR] | TYPE | CODE | [EUR]
|  | MNT JAD (K) 3.18 EE | 2202-0002 | 140 | MNT LA | 2204-0002 | 40
|  | MNT JAD (K) 5.36 EE | 2202-0005 | 140 | MNT LH | 2204-0020 | 50
|  | MNT JAD (K) 6.50 EE | 2202-0008 | 140 | MNT LJ | 2204-0022 | 50
|  | MNT JAD X(K) 2.11 FF | 2201-0002 | 140 | MNT LB | 2204-0005 | 50
|  | MNT JAD X(K) 2.11 MF | 2201-0077 | 140 | MNT LC | 2204-0014 | 150
|  | MNT JAD X(K) 2.11 BF | 2201-0083 | 140 | MNT LM | 2204-0016 | 150
|  | MNT JAD X(K) 3.18 FF | 2201-0005 | 140 | MNT LD | 2204-0014 | 150
|  | MNT JAD X(K) 3.18 MF | 2201-0080 | 140 | MNT LE | 2204-0021 | 200
|  | MNT JAD X(K) 3.18 BF | 2201-0086 | 140
|  | MNT JAD X(K) 5.38 FF | 2201-0014 | 140
|  | MNT JAD X(K) 5.38 MF | 2201-0011 | 140
|  | MNT JAD X(K) 5.38 BF | 2201-0089 | 140
|  | MNT JAD X(K) 6.50 FF | 2201-0020 | 140
|  | MNT JAD X(K) 6.50 MF | 2201-0017 | 140
|  | MNT JAD X(K) 6.50 BF | 2201-0092 | 140
|  | MNT JAD X(K) 9.88 FF | 2201-0035 | 150
|  | MNT JAD X(K) 9.88 MF | 2201-0032 | 150
|  | MNT JAD X(K) 9.88 BF | 2201-0095 | 150
|  | MNT JAD X(K) 12.114 FF | 2201-0050 | 160
|  | MNT JAD X(K) 12.114 MF | 2201-0056 | 160
|  | MNT JAD X(K) 12.114 BF | 2201-0098 | 160
| MNT | mount
WELD UNIONS
|  | TYPE | CODE | [EUR] | TYPE | CODE | [EUR]
|  | CWD 2 1/2" | 2403-0038 | 40 | CTH 2 1/2" | 2403-0041 | 40
|  | CWD 2” | 2403-0017 | 30 | CTH 2” | 2403-0035 | 30
|  | CWD 5/4” | 2403-0011 | 16 | CTH 5/4” | 2403-0029 | 16
|  | CWD 1” | 2403-0008 | 14 | CTH 1” | 2403-0026 | 14
|  | CWD 3/4” | 2403-0005 | 12 | CTH 3/4” | 2403-0023 | 12
| CWD | connection for welding |  |  | connection threaded
REFRIGERANT DISTRIBUTION SYSTEM
|  | TYPE | CODE | [EUR] | TYPE | CODE | [EUR]
|  | RDS RA12/RA14/RA22/RA34-40 | 2415-0026 | 30 | RDS RD235-40 | 2415-0029 | 80
|  | RDS RA12/RA14/RA22/RA34-50 | 2415-0027 | 30 | RDS RD235-50 | 2415-0030 | 80
|  | RDS RA12/RA14/RA22/RA34-60 | 2415-0028 | 30 | RDS RD235-60 | 2415-0031 | 80
[5 empty] | RDS RD235-70 | 2415-0032 | 80
|  | RDS RB31/RB47/RB60-40 | 2415-0019 | 30 | RDS RD235-80 | 2415-0033 | 80
|  | RDS RB31/RB47/RB60-50 | 2415-0020 | 30 | RDS RD235-90 | 2415-0034 | 80
|  | RDS RB31/RB47/RB60-60 | 2415-0021 | 30 | RDS RD235-100 | 2415-0035 | 80
|  | RDS RB31/RB47/RB60-70 | 2415-0022 | 30 | RDS RD235-110 | 2415-0036 | 80
|  | RDS RB31/RB47/RB60-80 | 2415-0023 | 30 | RDS RD235-120 | 2415-0037 | 80
|  | RDS RB31/RB47/RB60-90 | 2415-0024 | 30 | RDS RD235-130 | 2415-0038 | 80
|  | RDS RB31/RB47/RB60-100 | 2415-0025 | 30 | RDS RD235-140 | 2415-0039 | 80
[5 empty] | RDS RD235-150 | 2415-0040 | 80
|  | RDS RC110/RC170-40 | 2415-0002 | 40
|  | RDS RC110/RC170-50 | 2415-0003 | 40
|  | RDS RC110/RC170-60 | 2415-0004 | 40
|  | RDS RC110/RC170-70 | 2415-0005 | 40
|  | RDS RC110/RC170-80 | 2415-0006 | 40
|  | RDS RC110/RC170-90 | 2415-0007 | 40
|  | RDS RC110/RC170-100 | 2415-0008 | 40
GASKETS FOR P-line
|  | SILICONE gaskets |  |  | VITON gaskets
|  | TYPE | CODE | [EUR] | TYPE | CODE | [EUR]
|  | GST P-080-1P.S | 2701-0001 | 60 | GST P-080-1P.F | 2701-0013 | 210
|  | GST P-100-1P.S | 2701-0002 | 70 | GST P-100-1P.F | 2701-0014 | 290
|  | GST P-125-1P.S | 2701-0003 | 70 | GST P-125-1P.F | 2701-0015 | 360
|  | GST P-125-2P.S | 2701-0004 | 70 | GST P-125-2P.F | 2701-0016 | 360
|  | GST P-150-1P.S | 2701-0005 | 80 | GST P-150-1P.F | 2701-0017 | 460
|  | GST P-150-2P.S | 2701-0006 | 80 | GST P-150-2P.F | 2701-0018 | 460
|  | GST P-200-1P.S | 2701-0007 | 90 | GST P-200-1P.F | 2701-0019 | 660
|  | GST P-200-2P.S | 2701-0008 | 90 | GST P-200-2P.F | 2701-0020 | 660
|  | GST P-200-4P.S | 2701-0009 | 90 | GST P-200-4P.F | 2701-0021 | 660
|  | GST P-250-1P.S | 2701-0010 | 100 | GST P-250-1P.F | 2701-0022 | 1090
|  | GST P-250-2P.S | 2701-0011 | 100 | GST P-250-2P.F | 2701-0023 | 1090
|  | GST P-250-4P.S | 2701-0012 | 100 | GST P-250-4P.F | 2701-0024 | 1090
2 gaskets and 2 o-rings set